## Revision History
| Author | Date | Status | Description
01 | Peter Stuart | 2013-11-13 | Draft for comment | First Release
02 | Peter Stuart | 2013-11-26 | Draft for comment | Added limit for number of iterations
03 | Peter Stuart | 2014-07-13 | Draft for comment | Modifications to bring in line with standard. Simplified logic to remove use of data tables.

## Description
0 | This forms part of the consensus analysis which is currently draft for comment
1 | This spreadsheet uses a Excel Data Table to repeat the calculation AJ2 in the 'Solver' sheet for multiple wind speeds and for multiple iterations.
2 | Calculates the zero turbulence power curve as per section M3 of the Draft IEC Power Performance Standard IEC61400-12-1 CD.

## Inputs
|  | Reference Power Curve |  |  | Zero Turbulence Power Curve
Key |  | Wind Speed [m/s] | Reference Turbulence [%] | Reference Power [kW] | Wind Speed [m/s] | Zero Turbulence Power [kW]
Input |  | 1 | 10% | 0 | 1 | -9.7088e-208
Output |  | 2 | 10% | 0 | 2 | -2.6688e-23
|  | 3 | 10% | 0 | 3 | -0.026089
Diameter [m] | 90 | 4 | 10% | 91 | 4 | 27.9433
Density [kg/m3] | 1.225 | 5 | 10% | 200 | 5 | 196.4491
Area [m3] | 6361.7251 | 6 | 10% | 362 | 6 | 351.1426
|  | 7 | 10% | 588 | 7 | 570.6704
|  | 8 | 10% | 889 | 8 | 863.2057
|  | 9 | 10% | 1256 | 9 | 1227.5732
|  | 10 | 10% | 1637 | 10 | 1693.4709
|  | 11 | 10% | 1904 | 11 | 2037.0896
|  | 12 | 10% | 1988 | 12 | 2024.3464
|  | 13 | 10% | 1999 | 13 | 2007.3878
|  | 14 | 10% | 2000 | 14 | 2001.7818
|  | 15 | 10% | 2000 | 15 | 2000.3701
|  | 16 | 10% | 2000 | 16 | 2000.0782
|  | 17 | 10% | 2000 | 17 | 2000.0172
|  | 18 | 10% | 2000 | 18 | 2000.004
|  | 19 | 10% | 2000 | 19 | 2000.001
|  | 20 | 10% | 2000 | 20 | 2000.0003
|  | 21 | 10% | 2000 | 21 | 2000.0001
|  | 22 | 10% | 2000 | 22 | 2000
|  | 23 | 10% | 2000 | 23 | 2000
|  | 24 | 10% | 2000 | 24 | 2000
|  | 25 | 10% | 2000 | 25 | 2000

## Reference
Reference (Original)
Wind Speed [m/s] | Reference Turbulence [%] | Power [kW] | Operating Wind Speed [m/s] | Available Power [MW] | CP
1 | 10% | 0 |  | 3.8966 | 0
2 | 10% | 0 |  | 31.1725 | 0
3 | 10% | 0 |  | 105.207 | 0
4 | 10% | 91 | 4 | 249.3796 | 0.36491
5 | 10% | 200 | 5 | 487.0696 | 0.41062
6 | 10% | 362 | 6 | 841.6562 | 0.4301
7 | 10% | 588 | 7 | 1336.5189 | 0.43995
8 | 10% | 889 | 8 | 1995.037 | 0.44561
9 | 10% | 1256 | 9 | 2840.5898 | 0.44216
10 | 10% | 1637 | 10 | 3896.5566 | 0.42011
11 | 10% | 1904 | 11 | 5186.3169 | 0.36712
12 | 10% | 1988 | 12 | 6733.2499 | 0.29525
13 | 10% | 1999 | 13 | 8560.7349 | 0.23351
14 | 10% | 2000 | 14 | 10692.1514 | 0.18705
15 | 10% | 2000 | 15 | 13150.8787 | 0.15208
16 | 10% | 2000 | 16 | 15960.296 | 0.12531
17 | 10% | 2000 | 17 | 19143.7828 | 0.10447
18 | 10% | 2000 | 18 | 22724.7183 | 0.08801
19 | 10% | 2000 | 19 | 26726.482 | 0.074832
20 | 10% | 2000 | 20 | 31172.4531 | 0.064159
21 | 10% | 2000 | 21 | 36086.011 | 0.055423
22 | 10% | 2000 | 22 | 41490.5351 | 0.048204
23 | 10% | 2000 | 23 | 47409.4046 | 0.042186
24 | 10% | 2000 | 24 | 53865.999 | 0.037129
25 | 10% | 2000 | 25 | 60883.6975 | 0.03285
Rated Wind Speed |  | Rated Power | Cut-In |  | Cp Max
10.4825 |  | 2000 | 4 |  | 0.44561

## Zero-Initial
[9 empty] | Index | 1 | 2 | 3 | 4 | 5 | 6 | 7 | 8 | 9 | 10 | 11 | 12 | 13 | 14 | 15 | 16 | 17 | 18 | 19 | 20 | 21 | 22 | 23 | 24 | 25
|  | Iteration 1 | Iteration 2 | Iteration 3 |  |  |  |  | Wind Speed | 1 | 2 | 3 | 4 | 5 | 6 | 7 | 8 | 9 | 10 | 11 | 12 | 13 | 14 | 15 | 16 | 17 | 18 | 19 | 20 | 21 | 22 | 23 | 24 | 25
| Rated Wind speed | 10.4825 | 10.5895 | 10.5895 |  |  |  |  | Turbulence | 10% | 10% | 10% | 10% | 10% | 10% | 10% | 10% | 10% | 10% | 10% | 10% | 10% | 10% | 10% | 10% | 10% | 10% | 10% | 10% | 10% | 10% | 10% | 10% | 10%
| Zero Turb Rated Power | 2000 | 2000 | 2000 |  |  |  |  | Std Dev | 0.1 | 0.2 | 0.3 | 0.4 | 0.5 | 0.6 | 0.7 | 0.8 | 0.9 | 1 | 1.1 | 1.2 | 1.3 | 1.4 | 1.5 | 1.6 | 1.7 | 1.8 | 1.9 | 2 | 2.1 | 2.2 | 2.3 | 2.4 | 2.5
| Zero Turb Cut-In | 4 | 4 | 4
| Zero Turb CP Max | 0.44561 | 0.43224 | 0.43224 |  |  |  |  | Available Power | 3.8966 | 31.1725 | 105.207 | 249.3796 | 487.0696 | 841.6562 | 1336.5189 | 1995.037 | 2840.5898 | 3896.5566 | 5186.3169 | 6733.2499 | 8560.7349 | 10692.1514 | 13150.8787 | 15960.296 | 19143.7828 | 22724.7183 | 26726.482 | 31172.4531 | 36086.011 | 41490.5351 | 47409.4046 | 53865.999 | 60883.6975
Adjustment of rated power, cut-in wind speed and the maximum power coefficient to determine initial zero turb power curve.
[6 empty] | Iteration 1 Simulated Max Power |  | 2000 | Iteration 1 Simulated Power | 1.0009e-207 | 2.7513e-23 | 0.026896 | 65.0067 | 220.7017 | 386.24 | 613.4261 | 915.5442 | 1292.3538 | 1659.7545 | 1883.5695 | 1969.3905 | 1993.142 | 1998.5745 | 1999.7084 | 1999.9391 | 1999.9867 | 1999.9969 | 1999.9992 | 1999.9998 | 1999.9999 | 2000 | 2000 | 2000 | 2000
[6 empty] | Iteration 2 Simulated Max Power |  | 2000 | Iteration 2 Simulated Power | 9.7088e-208 | 2.6688e-23 | 0.026089 | 63.0567 | 214.0811 | 374.6537 | 595.0246 | 888.1263 | 1256.2393 | 1627.7712 | 1866.9104 | 1963.6536 | 1991.6122 | 1998.2182 | 1999.6299 | 1999.9218 | 1999.9828 | 1999.996 | 1999.999 | 1999.9997 | 1999.9999 | 2000 | 2000 | 2000 | 2000
| Reference Values | Simulated Values |  |  |  | Iteration 3 Simulated Max Power |  | 2000 | Iteration 3 Simulated Power | 9.7088e-208 | 2.6688e-23 | 0.026089 | 63.0567 | 214.0811 | 374.6537 | 595.0246 | 888.1263 | 1256.2393 | 1627.7712 | 1866.9104 | 1963.6536 | 1991.6122 | 1998.2182 | 1999.6299 | 1999.9218 | 1999.9828 | 1999.996 | 1999.999 | 1999.9997 | 1999.9999 | 2000 | 2000 | 2000 | 2000
Rated Power | 2000 | 2000 | 2000 | 2000
Cut-In | 4 | 4 | 4 | 4 |  | Iteration 1 Simulated CP Max |  | 0.45897 | Iteration 1 CP | 2.5687e-208 | 8.8262e-25 | 0.00025565 | 0.26067 | 0.45312 | 0.4589 | 0.45897 | 0.45891 | 0.45496 | 0.42595 | 0.36318 | 0.29249 | 0.23282 | 0.18692 | 0.15206 | 0.12531 | 0.10447 | 0.08801 | 0.074832 | 0.064159 | 0.055423 | 0.048204 | 0.042186 | 0.037129 | 0.03285
Cp Max | 0.44561 | 0.45897 | 0.4452 | 0.4452 |  | Iteration 2 Simulated CP Max |  | 0.4452 | Iteration 2 CP | 2.4916e-208 | 8.5614e-25 | 0.00024798 | 0.25285 | 0.43953 | 0.44514 | 0.4452 | 0.44517 | 0.44225 | 0.41775 | 0.35997 | 0.29164 | 0.23265 | 0.18689 | 0.15205 | 0.12531 | 0.10447 | 0.08801 | 0.074832 | 0.064159 | 0.055423 | 0.048204 | 0.042186 | 0.037129 | 0.03285
[6 empty] | Iteration 3 Simulated CP Max |  | 0.4452 | Iteration 3 CP | 2.4916e-208 | 8.5614e-25 | 0.00024798 | 0.25285 | 0.43953 | 0.44514 | 0.4452 | 0.44517 | 0.44225 | 0.41775 | 0.35997 | 0.29164 | 0.23265 | 0.18689 | 0.15205 | 0.12531 | 0.10447 | 0.08801 | 0.074832 | 0.064159 | 0.055423 | 0.048204 | 0.042186 | 0.037129 | 0.03285
Differences
| Reference Max Power | -6.8789e-07 | -9.7627e-11 | -9.7627e-11 |  | Iteration 1 Simulated Cut-in |  | 4 | Operating Wind Speed |  |  |  | 4 | 5 | 6 | 7 | 8 | 9 | 10 | 11 | 12 | 13 | 14 | 15 | 16 | 17 | 18 | 19 | 20 | 21 | 22 | 23 | 24 | 25
| Reference Cut-In | 0 | 0 | 0 |  | Iteration 2 Simulated Cut-in |  | 4 | Operating Wind Speed |  |  |  | 4 | 5 | 6 | 7 | 8 | 9 | 10 | 11 | 12 | 13 | 14 | 15 | 16 | 17 | 18 | 19 | 20 | 21 | 22 | 23 | 24 | 25
| Reference CP Max | 0.013367 | -0.00040098 | -0.00040098 |  | Iteration 3 Simulated Cut-in |  | 4 | Operating Wind Speed |  |  |  | 4 | 5 | 6 | 7 | 8 | 9 | 10 | 11 | 12 | 13 | 14 | 15 | 16 | 17 | 18 | 19 | 20 | 21 | 22 | 23 | 24 | 25
Probability
|  | Convergence Tests |  |  | Available Power [MW] | Iteration 1 Zero Turb Power | Iteration 2 Zero Turb Power | Iteration 3 Zero Turb Power | Wind Speed | 1 | 2 | 3 | 4 | 5 | 6 | 7 | 8 | 9 | 10 | 11 | 12 | 13 | 14 | 15 | 16 | 17 | 18 | 19 | 20 | 21 | 22 | 23 | 24 | 25
| (i) Max Power OK | TRUE | TRUE | TRUE | 0 | 0 | 0 | 0 | 0 | 7.695e-21% | 3.847e-21% | 2.565e-21% | 1.924e-21% | 1.539e-21% | 1.282e-21% | 1.099e-21% | 9.618e-22% | 8.55e-22% | 7.695e-22% | 6.995e-22% | 6.412e-22% | 5.919e-22% | 5.496e-22% | 5.13e-22% | 4.809e-22% | 4.526e-22% | 4.275e-22% | 4.05e-22% | 3.847e-22% | 3.664e-22% | 3.498e-22% | 3.345e-22% | 3.206e-22% | 3.078e-22%
| (ii) Cut-In OK | TRUE | TRUE | TRUE | 0.0038966 | 0 | 0 | 0 | 0.1 | 1.028e-16% | 5.039e-19% | 6.801e-20% | 2.271e-20% | 1.115e-20% | 6.696e-21% | 4.54e-21% | 3.331e-21% | 2.581e-21% | 2.081e-21% | 1.729e-21% | 1.47e-21% | 1.274e-21% | 1.12e-21% | 9.969e-22% | 8.967e-22% | 8.137e-22% | 7.439e-22% | 6.846e-22% | 6.335e-22% | 5.892e-22% | 5.505e-22% | 5.163e-22% | 4.859e-22% | 4.588e-22%
| (iii) Cp Max OK | FALSE | TRUE | TRUE | 0.031172 | 0 | 0 | 0 | 0.2 | 5.052e-13% | 5.14e-17% | 1.614e-18% | 2.519e-19% | 7.756e-20% | 3.401e-20% | 1.837e-20% | 1.136e-20% | 7.697e-21% | 5.573e-21% | 4.239e-21% | 3.348e-21% | 2.724e-21% | 2.27e-21% | 1.929e-21% | 1.665e-21% | 1.458e-21% | 1.291e-21% | 1.154e-21% | 1.041e-21% | 9.454e-22% | 8.645e-22% | 7.952e-22% | 7.352e-22% | 6.828e-22%
[5 empty] | 0.10521 | 0 | 0 | 0 | 0.3 | 9.135e-10% | 4.083e-15% | 3.427e-17% | 2.625e-18% | 5.186e-19% | 1.68e-19% | 7.286e-20% | 3.812e-20% | 2.267e-20% | 1.477e-20% | 1.031e-20% | 7.571e-21% | 5.793e-21% | 4.578e-21% | 3.715e-21% | 3.081e-21% | 2.602e-21% | 2.232e-21% | 1.94e-21% | 1.705e-21% | 1.513e-21% | 1.355e-21% | 1.222e-21% | 1.11e-21% | 1.015e-21%
| Step (Wind Speed) | 0.1 |  |  | 0.24938 | 0 | 0 | 0 | 0.4 | 6.076e-07% | 2.526e-13% | 6.511e-16% | 2.57e-17% | 3.331e-18% | 8.069e-19% | 2.831e-19% | 1.26e-19% | 6.596e-20% | 3.878e-20% | 2.485e-20% | 1.7e-20% | 1.225e-20% | 9.187e-21% | 7.125e-21% | 5.678e-21% | 4.63e-21% | 3.848e-21% | 3.252e-21% | 2.787e-21% | 2.417e-21% | 2.119e-21% | 1.876e-21% | 1.674e-21% | 1.505e-21%
[5 empty] | 0.48707 | 0 | 0 | 0 | 0.5 | 0.0001487% | 1.217e-11% | 1.107e-14% | 2.363e-16% | 2.056e-17% | 3.77e-18% | 1.077e-18% | 4.098e-19% | 1.895e-19% | 1.008e-19% | 5.943e-20% | 3.792e-20% | 2.573e-20% | 1.834e-20% | 1.36e-20% | 1.042e-20% | 8.209e-21% | 6.615e-21% | 5.436e-21% | 4.543e-21% | 3.852e-21% | 3.308e-21% | 2.873e-21% | 2.52e-21% | 2.229e-21%
[5 empty] | 0.84166 | 0 | 0 | 0 | 0.6 | 0.01338% | 4.567e-10% | 1.684e-13% | 2.042e-15% | 1.219e-16% | 1.713e-17% | 4.019e-18% | 1.313e-18% | 5.379e-19% | 2.593e-19% | 1.41e-19% | 8.398e-20% | 5.376e-20% | 3.643e-20% | 2.585e-20% | 1.906e-20% | 1.45e-20% | 1.134e-20% | 9.062e-21% | 7.387e-21% | 6.125e-21% | 5.153e-21% | 4.392e-21% | 3.786e-21% | 3.296e-21%
[5 empty] | 1.3365 | 0 | 0 | 0 | 0.7 | 0.4432% | 1.335e-08% | 2.293e-12% | 1.657e-14% | 6.946e-16% | 7.573e-17% | 1.469e-17% | 4.139e-18% | 1.508e-18% | 6.605e-19% | 3.316e-19% | 1.847e-19% | 1.116e-19% | 7.199e-20% | 4.892e-20% | 3.472e-20% | 2.554e-20% | 1.936e-20% | 1.507e-20% | 1.198e-20% | 9.716e-21% | 8.01e-21% | 6.701e-21% | 5.678e-21% | 4.867e-21%
[5 empty] | 1.995 | 0 | 0 | 0 | 0.8 | 5.399% | 3.038e-07% | 2.793e-11% | 1.263e-13% | 3.802e-15% | 3.255e-16% | 5.258e-17% | 1.285e-17% | 4.176e-18% | 1.666e-18% | 7.735e-19% | 4.035e-19% | 2.305e-19% | 1.415e-19% | 9.216e-20% | 6.299e-20% | 4.481e-20% | 3.298e-20% | 2.498e-20% | 1.939e-20% | 1.538e-20% | 1.243e-20% | 1.02e-20% | 8.501e-21% | 7.174e-21%
[5 empty] | 2.8406 | 0 | 0 | 0 | 0.9 | 24.2% | 5.385e-06% | 3.045e-10% | 9.046e-13% | 2e-14% | 1.361e-15% | 1.845e-16% | 3.927e-17% | 1.142e-17% | 4.159e-18% | 1.79e-18% | 8.751e-19% | 4.73e-19% | 2.768e-19% | 1.729e-19% | 1.138e-19% | 7.836e-20% | 5.599e-20% | 4.129e-20% | 3.13e-20% | 2.429e-20% | 1.923e-20% | 1.551e-20% | 1.271e-20% | 1.056e-20%
[5 empty] | 3.8966 | 0 | 0 | 0 | 1 | 39.89% | 7.434e-05% | 2.97e-09% | 6.086e-12% | 1.01e-13% | 5.535e-15% | 6.341e-16% | 1.182e-16% | 3.086e-17% | 1.028e-17% | 4.106e-18% | 1.885e-18% | 9.649e-19% | 5.387e-19% | 3.228e-19% | 2.049e-19% | 1.365e-19% | 9.476e-20% | 6.808e-20% | 5.039e-20% | 3.826e-20% | 2.971e-20% | 2.353e-20% | 1.896e-20% | 1.551e-20%
[5 empty] | 5.1863 | 0 | 0 | 0 | 1.1 | 24.2% | 0.0007992% | 2.593e-08% | 3.846e-11% | 4.906e-13% | 2.189e-14% | 2.135e-15% | 3.5e-16% | 8.234e-17% | 2.516e-17% | 9.345e-18% | 4.032e-18% | 1.957e-18% | 1.043e-18% | 6e-19% | 3.675e-19% | 2.371e-19% | 1.599e-19% | 1.119e-19% | 8.093e-20% | 6.015e-20% | 4.581e-20% | 3.563e-20% | 2.824e-20% | 2.276e-20%
[5 empty] | 6.7332 | 0 | 0 | 0 | 1.2 | 5.399% | 0.006692% | 2.025e-07% | 2.284e-10% | 2.288e-12% | 8.42e-14% | 7.047e-15% | 1.021e-15% | 2.17e-16% | 6.096e-17% | 2.109e-17% | 8.566e-18% | 3.945e-18% | 2.009e-18% | 1.11e-18% | 6.563e-19% | 4.103e-19% | 2.69e-19% | 1.835e-19% | 1.296e-19% | 9.435e-20% | 7.048e-20% | 5.386e-20% | 4.199e-20% | 3.333e-20%
[5 empty] | 8.5607 | 0 | 0 | 0 | 1.3 | 0.4432% | 0.04363% | 1.416e-06% | 1.274e-09% | 1.026e-11% | 3.15e-13% | 2.278e-14% | 2.931e-15% | 5.65e-16% | 1.462e-16% | 4.721e-17% | 1.807e-17% | 7.908e-18% | 3.851e-18% | 2.046e-18% | 1.168e-18% | 7.077e-19% | 4.51e-19% | 3.001e-19% | 2.072e-19% | 1.477e-19% | 1.082e-19% | 8.124e-20% | 6.233e-20% | 4.874e-20%
[5 empty] | 10.6922 | 0 | 0 | 0 | 1.4 | 0.01338% | 0.2216% | 8.854e-06% | 6.674e-09% | 4.416e-11% | 1.146e-12% | 7.218e-14% | 8.284e-15% | 1.453e-15% | 3.473e-16% | 1.048e-16% | 3.786e-17% | 1.576e-17% | 7.343e-18% | 3.753e-18% | 2.07e-18% | 1.216e-18% | 7.54e-19% | 4.893e-19% | 3.302e-19% | 2.305e-19% | 1.658e-19% | 1.223e-19% | 9.236e-20% | 7.115e-20%
[5 empty] | 13.1509 | 0 | 0 | 0 | 1.5 | 0.0001487% | 0.8764% | 4.956e-05% | 3.285e-08% | 1.827e-10% | 4.057e-12% | 2.24e-13% | 2.305e-14% | 3.69e-15% | 8.166e-16% | 2.308e-16% | 7.878e-17% | 3.121e-17% | 1.393e-17% | 6.853e-18% | 3.654e-18% | 2.083e-18% | 1.257e-18% | 7.957e-19% | 5.251e-19% | 3.592e-19% | 2.535e-19% | 1.838e-19% | 1.366e-19% | 1.037e-19%
[5 empty] | 15.9603 | 0 | 0 | 0 | 1.6 | 6.076e-07% | 2.7% | 0.0002482% | 1.519e-07% | 7.262e-10% | 1.397e-11% | 6.813e-13% | 6.315e-14% | 9.256e-15% | 1.901e-15% | 5.039e-16% | 1.628e-16% | 6.144e-17% | 2.629e-17% | 1.246e-17% | 6.425e-18% | 3.555e-18% | 2.088e-18% | 1.29e-18% | 8.328e-19% | 5.582e-19% | 3.867e-19% | 2.758e-19% | 2.017e-19% | 1.509e-19%
[5 empty] | 19.1438 | 0 | 0 | 0 | 1.7 | 9.135e-10% | 6.476% | 0.001112% | 6.598e-07% | 2.773e-09% | 4.676e-11% | 2.03e-12% | 1.703e-13% | 2.294e-14% | 4.382e-15% | 1.091e-15% | 3.34e-16% | 1.203e-16% | 4.937e-17% | 2.255e-17% | 1.125e-17% | 6.047e-18% | 3.459e-18% | 2.086e-18% | 1.318e-18% | 8.657e-19% | 5.889e-19% | 4.129e-19% | 2.974e-19% | 2.193e-19%
[5 empty] | 22.7247 | 0 | 0 | 0 | 1.8 | 5.052e-13% | 12.1% | 0.004461% | 2.692e-06% | 1.018e-08% | 1.522e-10% | 5.927e-12% | 4.523e-13% | 5.614e-14% | 9.998e-15% | 2.344e-15% | 6.805e-16% | 2.34e-16% | 9.223e-17% | 4.064e-17% | 1.964e-17% | 1.025e-17% | 5.711e-18% | 3.364e-18% | 2.079e-18% | 1.34e-18% | 8.948e-19% | 6.17e-19% | 4.376e-19% | 3.181e-19%
[5 empty] | 26.7265 | 0 | 0 | 0 | 1.9 | 1.028e-16% | 17.6% | 0.01601% | 1.032e-05% | 3.588e-08% | 4.822e-10% | 1.695e-11% | 1.182e-12% | 1.357e-13% | 2.259e-14% | 4.993e-15% | 1.377e-15% | 4.527e-16% | 1.714e-16% | 7.291e-17% | 3.413e-17% | 1.731e-17% | 9.401e-18% | 5.41e-18% | 3.273e-18% | 2.068e-18% | 1.357e-18% | 9.203e-19% | 6.428e-19% | 4.607e-19%
[5 empty] | 31.1725 | 0 | 0 | 0 | 2 | 7.695e-21% | 19.95% | 0.05141% | 3.717e-05% | 1.215e-07% | 1.485e-09% | 4.752e-11% | 3.043e-12% | 3.24e-13% | 5.052e-14% | 1.055e-14% | 2.767e-15% | 8.704e-16% | 3.17e-16% | 1.302e-16% | 5.908e-17% | 2.914e-17% | 1.543e-17% | 8.677e-18% | 5.14e-18% | 3.185e-18% | 2.053e-18% | 1.37e-18% | 9.425e-19% | 6.662e-19%
[5 empty] | 36.086 | 0 | 0 | 0 | 2.1 | 2.119e-25% | 17.6% | 0.1477% | 0.0001257% | 3.955e-07% | 4.449e-09% | 1.305e-10% | 7.71e-12% | 7.642e-13% | 1.119e-13% | 2.21e-14% | 5.523e-15% | 1.664e-15% | 5.833e-16% | 2.315e-16% | 1.019e-16% | 4.889e-17% | 2.524e-17% | 1.388e-17% | 8.051e-18% | 4.895e-18% | 3.101e-18% | 2.036e-18% | 1.38e-18% | 9.618e-19%
[5 empty] | 41.4905 | 0 | 0 | 0 | 2.2 | 2.146e-30% | 12.1% | 0.3799% | 0.0003996% | 1.237e-06% | 1.296e-08% | 3.511e-10% | 1.923e-11% | 1.78e-12% | 2.453e-13% | 4.593e-14% | 1.094e-14% | 3.162e-15% | 1.068e-15% | 4.099e-16% | 1.75e-16% | 8.172e-17% | 4.117e-17% | 2.213e-17% | 1.258e-17% | 7.506e-18% | 4.673e-18% | 3.019e-18% | 2.016e-18% | 1.386e-18%
[5 empty] | 47.4094 | 0 | 0 | 0 | 2.3 | 7.999e-36% | 6.476% | 0.8741% | 0.001193% | 3.715e-06% | 3.674e-08% | 9.257e-10% | 4.723e-11% | 4.097e-12% | 5.324e-13% | 9.466e-14% | 2.154e-14% | 5.973e-15% | 1.945e-15% | 7.223e-16% | 2.995e-16% | 1.361e-16% | 6.694e-17% | 3.519e-17% | 1.96e-17% | 1.148e-17% | 7.027e-18% | 4.469e-18% | 2.941e-18% | 1.995e-18%
[5 empty] | 53.866 | 0 | 0 | 0 | 2.4 | 1.097e-41% | 2.7% | 1.8% | 0.003346% | 1.072e-05% | 1.013e-07% | 2.391e-09% | 1.142e-10% | 9.31e-12% | 1.144e-12% | 1.935e-13% | 4.21e-14% | 1.122e-14% | 3.523e-15% | 1.267e-15% | 5.104e-16% | 2.26e-16% | 1.085e-16% | 5.582e-17% | 3.048e-17% | 1.753e-17% | 1.055e-17% | 6.604e-18% | 4.283e-18% | 2.866e-18%
[5 empty] | 60.8837 | 0 | 0 | 0 | 2.5 | 5.531e-48% | 0.8764% | 3.316% | 0.008815% | 2.973e-05% | 2.715e-07% | 6.052e-09% | 2.718e-10% | 2.09e-11% | 2.434e-12% | 3.922e-13% | 8.172e-14% | 2.094e-14% | 6.352e-15% | 2.214e-15% | 8.665e-16% | 3.739e-16% | 1.753e-16% | 8.828e-17% | 4.727e-17% | 2.669e-17% | 1.58e-17% | 9.739e-18% | 6.227e-18% | 4.112e-18%
[5 empty] | 68.4859 | 0 | 0 | 0 | 2.6 | 1.026e-54% | 0.2216% | 5.467% | 0.02182% | 7.923e-05% | 7.078e-07% | 1.501e-08% | 6.369e-10% | 4.634e-11% | 5.128e-12% | 7.885e-13% | 1.575e-13% | 3.886e-14% | 1.139e-14% | 3.85e-15% | 1.465e-15% | 6.165e-16% | 2.825e-16% | 1.392e-16% | 7.311e-17% | 4.056e-17% | 2.361e-17% | 1.433e-17% | 9.036e-18% | 5.889e-18%
[5 empty] | 76.6959 | 0 | 0 | 0 | 2.7 | 7.004e-62% | 0.04363% | 8.066% | 0.05073% | 0.0002028% | 1.795e-06% | 3.646e-08% | 1.469e-09% | 1.015e-10% | 1.069e-11% | 1.572e-12% | 3.015e-13% | 7.17e-14% | 2.033e-14% | 6.666e-15% | 2.468e-15% | 1.013e-15% | 4.537e-16% | 2.19e-16% | 1.128e-16% | 6.149e-17% | 3.521e-17% | 2.106e-17% | 1.309e-17% | 8.421e-18%
[5 empty] | 85.5372 | 0 | 0 | 0 | 2.8 | 1.759e-69% | 0.006692% | 10.65% | 0.1108% | 0.0004988% | 4.427e-06% | 8.68e-08% | 3.337e-09% | 2.196e-10% | 2.208e-11% | 3.109e-12% | 5.732e-13% | 1.315e-13% | 3.609e-14% | 1.149e-14% | 4.142e-15% | 1.659e-15% | 7.264e-16% | 3.435e-16% | 1.736e-16% | 9.301e-17% | 5.241e-17% | 3.088e-17% | 1.893e-17% | 1.202e-17%
[5 empty] | 95.0331 | 0 | 0 | 0 | 2.9 | 1.625e-77% | 0.0007992% | 12.58% | 0.2273% | 0.001179% | 1.062e-05% | 2.025e-07% | 7.461e-09% | 4.691e-10% | 4.514e-11% | 6.097e-12% | 1.082e-12% | 2.397e-13% | 6.374e-14% | 1.972e-14% | 6.923e-15% | 2.706e-15% | 1.159e-15% | 5.374e-16% | 2.666e-16% | 1.404e-16% | 7.785e-17% | 4.52e-17% | 2.733e-17% | 1.713e-17%
[5 empty] | 105.207 | 0 | 0 | 0 | 3 | 5.521e-86% | 7.434e-05% | 13.3% | 0.4382% | 0.002677% | 2.478e-05% | 4.627e-07% | 1.643e-08% | 9.901e-10% | 9.135e-11% | 1.186e-11% | 2.029e-12% | 4.345e-13% | 1.12e-13% | 3.368e-14% | 1.153e-14% | 4.401e-15% | 1.845e-15% | 8.382e-16% | 4.083e-16% | 2.114e-16% | 1.154e-16% | 6.603e-17% | 3.939e-17% | 2.438e-17%
[5 empty] | 116.0823 | 0 | 0 | 0 | 3.1 | 6.902e-95% | 5.385e-06% | 12.58% | 0.7935% | 0.005839% | 5.623e-05% | 1.036e-06% | 3.56e-08% | 2.064e-09% | 1.83e-10% | 2.288e-11% | 3.777e-12% | 7.829e-13% | 1.958e-13% | 5.729e-14% | 1.911e-14% | 7.131e-15% | 2.927e-15% | 1.304e-15% | 6.238e-16% | 3.175e-16% | 1.707e-16% | 9.628e-17% | 5.667e-17% | 3.464e-17%
[5 empty] | 127.6824 | 0 | 0 | 0 | 3.2 | 3.174e-104% | 3.038e-07% | 10.65% | 1.35% | 0.01224% | 0.0001241% | 2.273e-06% | 7.595e-08% | 4.25e-09% | 3.631e-10% | 4.377e-11% | 6.983e-12% | 1.402e-12% | 3.406e-13% | 9.7e-14% | 3.158e-14% | 1.152e-14% | 4.628e-15% | 2.023e-15% | 9.505e-16% | 4.76e-16% | 2.52e-16% | 1.401e-16% | 8.138e-17% | 4.914e-17%
[5 empty] | 140.0306 | 0 | 0 | 0 | 3.3 | 5.371e-114% | 1.335e-08% | 8.066% | 2.157% | 0.02464% | 0.0002664% | 4.886e-06% | 1.595e-07% | 8.643e-09% | 7.131e-10% | 8.304e-11% | 1.282e-11% | 2.497e-12% | 5.895e-13% | 1.635e-13% | 5.196e-14% | 1.853e-14% | 7.297e-15% | 3.129e-15% | 1.445e-15% | 7.118e-16% | 3.712e-16% | 2.035e-16% | 1.167e-16% | 6.959e-17%
[5 empty] | 153.1503 | 0 | 0 | 0 | 3.4 | 3.343e-124% | 4.567e-10% | 5.467% | 3.238% | 0.04768% | 0.0005562% | 1.029e-05% | 3.299e-07% | 1.736e-08% | 1.387e-09% | 1.563e-10% | 2.338e-11% | 4.42e-12% | 1.015e-12% | 2.744e-13% | 8.517e-14% | 2.972e-14% | 1.147e-14% | 4.827e-15% | 2.191e-15% | 1.062e-15% | 5.457e-16% | 2.951e-16% | 1.67e-16% | 9.84e-17%
[5 empty] | 167.0649 | 0 | 0 | 0 | 3.5 | 7.654e-135% | 1.217e-11% | 3.316% | 4.566% | 0.08864% | 0.001129% | 2.124e-05% | 6.717e-07% | 3.445e-08% | 2.67e-09% | 2.917e-10% | 4.233e-11% | 7.777e-12% | 1.739e-12% | 4.585e-13% | 1.391e-13% | 4.75e-14% | 1.797e-14% | 7.426e-15% | 3.314e-15% | 1.581e-15% | 8.006e-16% | 4.27e-16% | 2.386e-16% | 1.389e-16%
[5 empty] | 181.7977 | 0 | 0 | 0 | 3.6 | 6.447e-146% | 2.526e-13% | 1.8% | 6.049% | 0.1583% | 0.002231% | 4.294e-05% | 1.346e-06% | 6.751e-08% | 5.088e-09% | 5.398e-10% | 7.612e-11% | 1.36e-11% | 2.963e-12% | 7.628e-13% | 2.261e-13% | 7.564e-14% | 2.807e-14% | 1.139e-14% | 4.999e-15% | 2.349e-15% | 1.172e-15% | 6.168e-16% | 3.403e-16% | 1.958e-16%
[5 empty] | 197.3723 | 0 | 0 | 0 | 3.7 | 1.998e-157% | 4.083e-15% | 0.8741% | 7.528% | 0.2717% | 0.004285% | 8.508e-05% | 2.656e-06% | 1.307e-07% | 9.601e-09% | 9.91e-10% | 1.359e-10% | 2.365e-11% | 5.025e-12% | 1.263e-12% | 3.664e-13% | 1.201e-13% | 4.371e-14% | 1.743e-14% | 7.523e-15% | 3.481e-15% | 1.712e-15% | 8.892e-16% | 4.844e-16% | 2.755e-16%
[5 empty] | 213.8119 | 0 | 0 | 0 | 3.8 | 2.278e-169% | 5.14e-17% | 0.3799% | 8.802% | 0.4479% | 0.008005% | 0.0001651% | 5.161e-06% | 2.499e-07% | 1.794e-08% | 1.804e-09% | 2.411e-10% | 4.089e-11% | 8.477e-12% | 2.083e-12% | 5.912e-13% | 1.899e-13% | 6.785e-14% | 2.659e-14% | 1.129e-14% | 5.148e-15% | 2.497e-15% | 1.279e-15% | 6.885e-16% | 3.871e-16%
[5 empty] | 231.1398 | 0 | 0 | 0 | 3.9 | 9.552e-182% | 5.039e-19% | 0.1477% | 9.667% | 0.7095% | 0.01454% | 0.0003141% | 9.87e-06% | 4.719e-07% | 3.318e-08% | 3.258e-09% | 4.246e-10% | 7.027e-11% | 1.423e-11% | 3.419e-12% | 9.502e-13% | 2.993e-13% | 1.05e-13% | 4.046e-14% | 1.691e-14% | 7.595e-15% | 3.633e-15% | 1.838e-15% | 9.769e-16% | 5.43e-16%
[5 empty] | 249.3796 | 0 | 0 | 0 | 4 | 1.474e-194% | 3.847e-21% | 0.05141% | 9.974% | 1.08% | 0.0257% | 0.0005853% | 1.858e-05% | 8.802e-07% | 6.076e-08% | 5.834e-09% | 7.426e-10% | 1.2e-10% | 2.376e-11% | 5.586e-12% | 1.521e-12% | 4.701e-13% | 1.62e-13% | 6.138e-14% | 2.526e-14% | 1.118e-14% | 5.275e-15% | 2.634e-15% | 1.384e-15% | 7.604e-16%
[5 empty] | 268.5546 | 119.6695 | 116.0796 | 116.0796 | 4.1 | 8.364e-208% | 2.288e-23% | 0.01601% | 9.667% | 1.579% | 0.04418% | 0.001069% | 3.445e-05% | 1.622e-06% | 1.102e-07% | 1.036e-08% | 1.29e-09% | 2.039e-10% | 3.947e-11% | 9.088e-12% | 2.427e-12% | 7.359e-13% | 2.492e-13% | 9.288e-14% | 3.764e-14% | 1.642e-14% | 7.643e-15% | 3.769e-15% | 1.956e-15% | 1.063e-15%
[5 empty] | 288.6881 | 128.6411 | 124.7821 | 124.7821 | 4.2 | 1.746e-221% | 1.059e-25% | 0.004461% | 8.802% | 2.218% | 0.07386% | 0.001912% | 6.287e-05% | 2.951e-06% | 1.977e-07% | 1.825e-08% | 2.225e-09% | 3.441e-10% | 6.525e-11% | 1.472e-11% | 3.855e-12% | 1.148e-12% | 3.821e-13% | 1.401e-13% | 5.594e-14% | 2.406e-14% | 1.105e-14% | 5.382e-15% | 2.761e-15% | 1.484e-15%
[5 empty] | 309.8035 | 138.0502 | 133.909 | 133.909 | 4.3 | 1.341e-235% | 3.821e-28% | 0.001112% | 7.528% | 2.995% | 0.1201% | 0.003351% | 0.000113% | 5.305e-06% | 3.514e-07% | 3.188e-08% | 3.811e-09% | 5.776e-10% | 1.073e-10% | 2.374e-11% | 6.1e-12% | 1.785e-12% | 5.841e-13% | 2.109e-13% | 8.293e-14% | 3.517e-14% | 1.595e-14% | 7.672e-15% | 3.891e-15% | 2.069e-15%
[5 empty] | 331.9243 | 147.9074 | 143.4705 | 143.4705 | 4.4 | 3.791e-250% | 1.073e-30% | 0.0002482% | 6.049% | 3.884% | 0.1899% | 0.005755% | 0.0001998% | 9.42e-06% | 6.183e-07% | 5.524e-08% | 6.482e-09% | 9.636e-10% | 1.756e-10% | 3.81e-11% | 9.616e-12% | 2.765e-12% | 8.902e-13% | 3.164e-13% | 1.226e-13% | 5.131e-14% | 2.296e-14% | 1.091e-14% | 5.472e-15% | 2.879e-15%
[5 empty] | 355.0737 | 158.2229 | 153.4766 | 153.4766 | 4.5 | 3.94e-265% | 2.348e-33% | 4.956e-05% | 4.566% | 4.839% | 0.2921% | 0.009684% | 0.0003479% | 1.652e-05% | 1.077e-06% | 9.491e-08% | 1.095e-08% | 1.598e-09% | 2.858e-10% | 6.09e-11% | 1.51e-11% | 4.268e-12% | 1.352e-12% | 4.735e-13% | 1.809e-13% | 7.467e-14% | 3.3e-14% | 1.55e-14% | 7.684e-15% | 3.999e-15%
[5 empty] | 379.2752 | 169.0072 | 163.9374 | 163.9374 | 4.6 | 1.507e-280% | 3.999e-36% | 8.854e-06% | 3.238% | 5.794% | 0.437% | 0.01597% | 0.0005965% | 2.861e-05% | 1.857e-06% | 1.617e-07% | 1.837e-08% | 2.635e-09% | 4.628e-10% | 9.69e-11% | 2.361e-11% | 6.566e-12% | 2.048e-12% | 7.065e-13% | 2.662e-13% | 1.084e-13% | 4.733e-14% | 2.197e-14% | 1.077e-14% | 5.547e-15%
[5 empty] | 404.5522 | 180.2708 | 174.8631 | 174.8631 | 4.7 | 2.12e-296% | 5.306e-39% | 1.416e-06% | 2.157% | 6.664% | 0.6359% | 0.02579% | 0.001007% | 4.896e-05% | 3.171e-06% | 2.734e-07% | 3.06e-08% | 4.318e-09% | 7.458e-10% | 1.535e-10% | 3.679e-11% | 1.007e-11% | 3.093e-12% | 1.051e-12% | 3.907e-13% | 1.571e-13% | 6.773e-14% | 3.107e-14% | 1.507e-14% | 7.682e-15%
[5 empty] | 430.928 | 192.024 | 186.2637 | 186.2637 | 4.8 | 0% | 5.483e-42% | 2.025e-07% | 1.35% | 7.365% | 0.8998% | 0.04083% | 0.001673% | 8.273e-05% | 5.361e-06% | 4.582e-07% | 5.063e-08% | 7.036e-09% | 1.196e-09% | 2.421e-10% | 5.709e-11% | 1.538e-11% | 4.655e-12% | 1.56e-12% | 5.721e-13% | 2.271e-13% | 9.674e-14% | 4.388e-14% | 2.105e-14% | 1.062e-14%
[5 empty] | 458.426 | 204.2773 | 198.1494 | 198.1494 | 4.9 | 0% | 4.412e-45% | 2.593e-08% | 0.7935% | 7.821% | 1.239% | 0.06331% | 0.002737% | 0.0001381% | 8.972e-06% | 7.617e-07% | 8.319e-08% | 1.14e-08% | 1.907e-09% | 3.801e-10% | 8.825e-11% | 2.342e-11% | 6.986e-12% | 2.309e-12% | 8.355e-13% | 3.275e-13% | 1.379e-13% | 6.184e-14% | 2.935e-14% | 1.466e-14%
[5 empty] | 487.0696 | 217.041 | 210.5303 | 210.5303 | 5 | 0% | 2.765e-48% | 2.97e-09% | 0.4382% | 7.979% | 1.658% | 0.0962% | 0.004407% | 0.0002277% | 1.487e-05% | 1.256e-06% | 1.357e-07% | 1.835e-08% | 3.026e-09% | 5.941e-10% | 1.359e-10% | 3.554e-11% | 1.045e-11% | 3.408e-12% | 1.217e-12% | 4.713e-13% | 1.961e-13% | 8.698e-14% | 4.086e-14% | 2.021e-14%
[5 empty] | 516.8821 | 230.3257 | 223.4164 | 223.4164 | 5.1 | 0% | 1.35e-51% | 3.045e-10% | 0.2273% | 7.821% | 2.159% | 0.1432% | 0.006988% | 0.0003708% | 2.439e-05% | 2.054e-06% | 2.199e-07% | 2.937e-08% | 4.777e-09% | 9.245e-10% | 2.084e-10% | 5.373e-11% | 1.559e-11% | 5.015e-12% | 1.769e-12% | 6.767e-13% | 2.783e-13% | 1.221e-13% | 5.678e-14% | 2.781e-14%
[5 empty] | 547.887 | 244.1416 | 236.8179 | 236.8179 | 5.2 | 0% | 5.131e-55% | 2.793e-11% | 0.1108% | 7.365% | 2.734% | 0.2089% | 0.01091% | 0.0005964% | 3.961e-05% | 3.33e-06% | 3.539e-07% | 4.674e-08% | 7.503e-09% | 1.432e-09% | 3.184e-10% | 8.097e-11% | 2.317e-11% | 7.36e-12% | 2.564e-12% | 9.694e-13% | 3.942e-13% | 1.711e-13% | 7.876e-14% | 3.82e-14%
[5 empty] | 580.1077 | 258.4993 | 250.7449 | 250.7449 | 5.3 | 0% | 1.519e-58% | 2.293e-12% | 0.05073% | 6.664% | 3.367% | 0.2986% | 0.01676% | 0.0009476% | 6.37e-05% | 5.356e-06% | 5.655e-07% | 7.393e-08% | 1.173e-08% | 2.209e-09% | 4.846e-10% | 1.216e-10% | 3.434e-11% | 1.077e-11% | 3.707e-12% | 1.385e-12% | 5.573e-13% | 2.394e-13% | 1.091e-13% | 5.24e-14%
[5 empty] | 613.5674 | 273.4092 | 265.2075 | 265.2075 | 5.4 | 0% | 3.502e-62% | 1.684e-13% | 0.02182% | 5.794% | 4.033% | 0.4181% | 0.02536% | 0.001487% | 0.0001014% | 8.543e-06% | 8.975e-07% | 1.163e-07% | 1.823e-08% | 3.392e-09% | 7.346e-10% | 1.82e-10% | 5.075e-11% | 1.572e-11% | 5.347e-12% | 1.976e-12% | 7.861e-13% | 3.342e-13% | 1.508e-13% | 7.176e-14%
[5 empty] | 648.2896 | 288.8816 | 280.2158 | 280.2158 | 5.5 | 0% | 6.288e-66% | 1.107e-14% | 0.008815% | 4.839% | 4.699% | 0.5737% | 0.03778% | 0.002305% | 0.0001598% | 1.352e-05% | 1.414e-06% | 1.817e-07% | 2.82e-08% | 5.186e-09% | 1.109e-09% | 2.714e-10% | 7.476e-11% | 2.288e-11% | 7.693e-12% | 2.811e-12% | 1.107e-12% | 4.656e-13% | 2.08e-13% | 9.811e-14%
[5 empty] | 684.2977 | 304.927 | 295.7799 | 295.7799 | 5.6 | 0% | 8.794e-70% | 6.511e-16% | 0.003346% | 3.884% | 5.324% | 0.7713% | 0.0554% | 0.003529% | 0.0002494% | 2.121e-05% | 2.214e-06% | 2.824e-07% | 4.34e-08% | 7.892e-09% | 1.668e-09% | 4.033e-10% | 1.098e-10% | 3.322e-11% | 1.104e-11% | 3.99e-12% | 1.554e-12% | 6.476e-13% | 2.866e-13% | 1.339e-13%
[5 empty] | 721.615 | 321.5558 | 311.9098 | 311.9098 | 5.7 | 0% | 9.577e-74% | 3.427e-17% | 0.001193% | 2.995% | 5.868% | 1.016% | 0.07998% | 0.005336% | 0.0003854% | 3.3e-05% | 3.44e-06% | 4.363e-07% | 6.645e-08% | 1.196e-08% | 2.5e-09% | 5.973e-10% | 1.607e-10% | 4.808e-11% | 1.58e-11% | 5.651e-12% | 2.179e-12% | 8.99e-13% | 3.941e-13% | 1.825e-13%
[5 empty] | 760.265 | 338.7785 | 328.6158 | 328.6158 | 5.8 | 0% | 8.123e-78% | 1.614e-18% | 0.0003996% | 2.218% | 6.29% | 1.311% | 0.1137% | 0.007971% | 0.0005894% | 5.092e-05% | 5.31e-06% | 6.7e-07% | 1.012e-07% | 1.804e-08% | 3.731e-09% | 8.815e-10% | 2.346e-10% | 6.94e-11% | 2.257e-11% | 7.986e-12% | 3.048e-12% | 1.246e-12% | 5.41e-13% | 2.484e-13%
[5 empty] | 800.2709 | 356.6053 | 345.9079 | 345.9079 | 5.9 | 0% | 5.366e-82% | 6.801e-20% | 0.0001257% | 1.579% | 6.557% | 1.658% | 0.1591% | 0.01176% | 0.0008926% | 7.794e-05% | 8.139e-06% | 1.023e-06% | 1.534e-07% | 2.709e-08% | 5.546e-09% | 1.297e-09% | 3.413e-10% | 9.989e-11% | 3.215e-11% | 1.126e-11% | 4.256e-12% | 1.722e-12% | 7.414e-13% | 3.374e-13%
[5 empty] | 841.6562 | 375.0469 | 363.7963 | 363.7963 | 6 | 0% | 2.76e-86% | 2.565e-21% | 3.717e-05% | 1.08% | 6.649% | 2.054% | 0.2191% | 0.01714% | 0.001338% | 0.0001183% | 1.239e-05% | 1.552e-06% | 2.313e-07% | 4.051e-08% | 8.213e-09% | 1.9e-09% | 4.951e-10% | 1.434e-10% | 4.567e-11% | 1.584e-11% | 5.929e-12% | 2.378e-12% | 1.014e-12% | 4.577e-13%
[5 empty] | 884.4443 | 394.1135 | 382.2909 | 382.2909 | 6.1 | 0% | 1.106e-90% | 8.655e-23% | 1.032e-05% | 0.7095% | 6.557% | 2.494% | 0.2971% | 0.02467% | 0.001987% | 0.0001781% | 1.873e-05% | 2.342e-06% | 3.471e-07% | 6.029e-08% | 1.211e-08% | 2.776e-09% | 7.159e-10% | 2.053e-10% | 6.473e-11% | 2.223e-11% | 8.244e-12% | 3.276e-12% | 1.385e-12% | 6.198e-13%
[5 empty] | 928.6586 | 413.8156 | 401.402 | 401.402 | 6.2 | 0% | 3.451e-95% | 2.614e-24% | 2.692e-06% | 0.4479% | 6.29% | 2.966% | 0.3967% | 0.03507% | 0.002919% | 0.0002659% | 2.811e-05% | 3.512e-06% | 5.18e-07% | 8.935e-08% | 1.78e-08% | 4.04e-09% | 1.032e-09% | 2.93e-10% | 9.152e-11% | 3.113e-11% | 1.144e-11% | 4.504e-12% | 1.888e-12% | 8.379e-13%
[5 empty] | 974.3223 | 434.1636 | 421.1397 | 421.1397 | 6.3 | 0% | 8.386e-100% | 7.063e-26% | 6.598e-07% | 0.2717% | 5.868% | 3.457% | 0.5215% | 0.04924% | 0.004248% | 0.0003938% | 4.191e-05% | 5.237e-06% | 7.693e-07% | 1.318e-07% | 2.605e-08% | 5.861e-09% | 1.483e-09% | 4.172e-10% | 1.291e-10% | 4.35e-11% | 1.584e-11% | 6.182e-12% | 2.57e-12% | 1.131e-12%
[5 empty] | 1021.4589 | 455.168 | 441.5139 | 441.5139 | 6.4 | 0% | 1.587e-104% | 1.708e-27% | 1.519e-07% | 0.1583% | 5.324% | 3.947% | 0.6749% | 0.0683% | 0.006119% | 0.0005783% | 6.205e-05% | 7.762e-06% | 1.137e-06% | 1.936e-07% | 3.797e-08% | 8.473e-09% | 2.125e-09% | 5.922e-10% | 1.815e-10% | 6.064e-11% | 2.188e-11% | 8.469e-12% | 3.491e-12% | 1.524e-12%
[5 empty] | 1070.0919 | 476.8391 | 462.535 | 462.535 | 6.5 | 0% | 2.339e-109% | 3.695e-29% | 3.285e-08% | 0.08864% | 4.699% | 4.416% | 0.8598% | 0.09357% | 0.008727% | 0.0008423% | 9.123e-05% | 1.144e-05% | 1.671e-06% | 2.831e-07% | 5.514e-08% | 1.221e-08% | 3.035e-09% | 8.384e-10% | 2.547e-10% | 8.434e-11% | 3.017e-11% | 1.158e-11% | 4.735e-12% | 2.051e-12%
[5 empty] | 1120.2444 | 499.1874 | 484.2129 | 484.2129 | 6.6 | 0% | 2.685e-114% | 7.155e-31% | 6.674e-09% | 0.04768% | 4.033% | 4.841% | 1.078% | 0.1266% | 0.01232% | 0.001217% | 0.0001332% | 1.675e-05% | 2.443e-06% | 4.122e-07% | 7.977e-08% | 1.752e-08% | 4.321e-09% | 1.184e-09% | 3.566e-10% | 1.17e-10% | 4.152e-11% | 1.58e-11% | 6.411e-12% | 2.755e-12%
[5 empty] | 1171.9401 | 522.2233 | 506.5577 | 506.5577 | 6.7 | 0% | 2.401e-119% | 1.24e-32% | 1.274e-09% | 0.02464% | 3.367% | 5.199% | 1.332% | 0.1692% | 0.01723% | 0.001743% | 0.0001931% | 2.439e-05% | 3.555e-06% | 5.974e-07% | 1.149e-07% | 2.507e-08% | 6.134e-09% | 1.667e-09% | 4.978e-10% | 1.621e-10% | 5.702e-11% | 2.153e-11% | 8.664e-12% | 3.696e-12%
[5 empty] | 1225.2021 | 545.9571 | 529.5796 | 529.5796 | 6.8 | 0% | 1.671e-124% | 1.922e-34% | 2.284e-10% | 0.01224% | 2.734% | 5.471% | 1.619% | 0.2234% | 0.02384% | 0.002476% | 0.0002781% | 3.53e-05% | 5.146e-06% | 8.62e-07% | 1.65e-07% | 3.574e-08% | 8.681e-09% | 2.34e-09% | 6.933e-10% | 2.239e-10% | 7.814e-11% | 2.927e-11% | 1.169e-11% | 4.949e-12%
[5 empty] | 1280.0539 | 570.3994 | 553.2887 | 553.2887 | 6.9 | 0% | 9.063e-130% | 2.666e-36% | 3.846e-11% | 0.005839% | 2.159% | 5.641% | 1.938% | 0.2914% | 0.03267% | 0.00349% | 0.0003977% | 5.08e-05% | 7.411e-06% | 1.238e-06% | 2.358e-07% | 5.078e-08% | 1.225e-08% | 3.276e-09% | 9.632e-10% | 3.086e-10% | 1.069e-10% | 3.972e-11% | 1.574e-11% | 6.617e-12%
[5 empty] | 1336.5189 | 595.5605 | 577.695 | 577.695 | 7 | 0% | 3.827e-135% | 3.31e-38% | 6.086e-12% | 0.002677% | 1.658% | 5.699% | 2.283% | 0.3753% | 0.04432% | 0.004877% | 0.0005647% | 7.267e-05% | 1.062e-05% | 1.771e-06% | 3.358e-07% | 7.19e-08% | 1.722e-08% | 4.574e-09% | 1.335e-09% | 4.243e-10% | 1.458e-10% | 5.379e-11% | 2.117e-11% | 8.832e-12%
[5 empty] | 1394.6205 | 621.4509 | 602.8088 | 602.8088 | 7.1 | 0% | 1.259e-140% | 3.677e-40% | 9.046e-13% | 0.001179% | 1.239% | 5.641% | 2.648% | 0.4774% | 0.05953% | 0.00676% | 0.0007963% | 0.0001033% | 1.514e-05% | 2.521e-06% | 4.764e-07% | 1.014e-07% | 2.415e-08% | 6.369e-09% | 1.845e-09% | 5.822e-10% | 1.986e-10% | 7.272e-11% | 2.841e-11% | 1.177e-11%
[5 empty] | 1454.382 | 648.081 | 628.64 | 628.64 | 7.2 | 0% | 3.224e-146% | 3.655e-42% | 1.263e-13% | 0.0004988% | 0.8998% | 5.471% | 3.025% | 0.5999% | 0.07915% | 0.009292% | 0.001115% | 0.0001461% | 2.147e-05% | 3.574e-06% | 6.731e-07% | 1.426e-07% | 3.375e-08% | 8.844e-09% | 2.544e-09% | 7.97e-10% | 2.699e-10% | 9.813e-11% | 3.806e-11% | 1.566e-11%
[5 empty] | 1515.8268 | 675.4612 | 655.1988 | 655.1988 | 7.3 | 0% | 6.43e-152% | 3.252e-44% | 1.657e-14% | 0.0002028% | 0.6359% | 5.199% | 3.401% | 0.7446% | 0.1042% | 0.01267% | 0.001551% | 0.0002053% | 3.03e-05% | 5.044e-06% | 9.474e-07% | 1.999e-07% | 4.704e-08% | 1.225e-08% | 3.499e-09% | 1.089e-09% | 3.661e-10% | 1.322e-10% | 5.091e-11% | 2.08e-11%
[5 empty] | 1578.9783 | 703.6018 | 682.4953 | 682.4953 | 7.4 | 0% | 9.989e-158% | 2.588e-46% | 2.042e-15% | 7.923e-05% | 0.437% | 4.841% | 3.764% | 0.9128% | 0.1358% | 0.01713% | 0.002142% | 0.0002868% | 4.254e-05% | 7.086e-06% | 1.328e-06% | 2.791e-07% | 6.534e-08% | 1.691e-08% | 4.801e-09% | 1.484e-09% | 4.955e-10% | 1.777e-10% | 6.797e-11% | 2.759e-11%
[5 empty] | 1643.8598 | 732.5134 | 710.5396 | 710.5396 | 7.5 | 0% | 1.209e-163% | 1.844e-48% | 2.363e-16% | 2.973e-05% | 0.2921% | 4.416% | 4.102% | 1.105% | 0.1753% | 0.02297% | 0.002938% | 0.0003983% | 5.942e-05% | 9.911e-06% | 1.855e-06% | 3.884e-07% | 9.049e-08% | 2.329e-08% | 6.57e-09% | 2.017e-09% | 6.693e-10% | 2.384e-10% | 9.059e-11% | 3.654e-11%
[5 empty] | 1710.4948 | 762.2064 | 739.3418 | 739.3418 | 7.6 | 0% | 1.139e-169% | 1.175e-50% | 2.57e-17% | 1.072e-05% | 0.1899% | 3.947% | 4.401% | 1.322% | 0.2239% | 0.03055% | 0.004002% | 0.0005498% | 8.257e-05% | 1.38e-05% | 2.58e-06% | 5.387e-07% | 1.249e-07% | 3.198e-08% | 8.969e-09% | 2.737e-09% | 9.021e-10% | 3.192e-10% | 1.205e-10% | 4.831e-11%
[5 empty] | 1778.9067 | 792.6911 | 768.9121 | 768.9121 | 7.7 | 0% | 8.357e-176% | 6.702e-53% | 2.625e-18% | 3.715e-06% | 0.1201% | 3.457% | 4.648% | 1.562% | 0.2833% | 0.04029% | 0.005414% | 0.0007546% | 0.0001142% | 1.913e-05% | 3.575e-06% | 7.444e-07% | 1.72e-07% | 4.379e-08% | 1.221e-08% | 3.704e-09% | 1.213e-09% | 4.267e-10% | 1.601e-10% | 6.376e-11%
[5 empty] | 1849.1187 | 823.978 | 799.2604 | 799.2604 | 7.8 | 0% | 4.776e-182% | 3.421e-55% | 2.519e-19% | 1.237e-06% | 0.07386% | 2.966% | 4.833% | 1.822% | 0.3547% | 0.0527% | 0.007272% | 0.001029% | 0.000157% | 2.641e-05% | 4.935e-06% | 1.025e-06% | 2.359e-07% | 5.981e-08% | 1.659e-08% | 5.002e-09% | 1.629e-09% | 5.693e-10% | 2.123e-10% | 8.403e-11%
[5 empty] | 1921.1544 | 856.0775 | 830.397 | 830.397 | 7.9 | 0% | 2.126e-188% | 1.562e-57% | 2.271e-20% | 3.955e-07% | 0.04418% | 2.494% | 4.948% | 2.1% | 0.4398% | 0.06838% | 0.009701% | 0.001396% | 0.0002149% | 3.629e-05% | 6.785e-06% | 1.407e-06% | 3.227e-07% | 8.145e-08% | 2.248e-08% | 6.74e-09% | 2.182e-09% | 7.58e-10% | 2.81e-10% | 1.106e-10%
[5 empty] | 1995.037 | 889 | 862.3319 | 862.3319 | 8 | 0% | 7.368e-195% | 6.384e-60% | 1.924e-21% | 1.215e-07% | 0.0257% | 2.054% | 4.987% | 2.391% | 0.5399% | 0.08798% | 0.01285% | 0.001882% | 0.0002927% | 4.964e-05% | 9.292e-06% | 1.925e-06% | 4.401e-07% | 1.106e-07% | 3.038e-08% | 9.061e-09% | 2.917e-09% | 1.007e-09% | 3.713e-10% | 1.452e-10%
[5 empty] | 2070.79 | 922.756 | 895.0753 | 895.0753 | 8.1 | 0% | 1.989e-201% | 2.335e-62% | 1.53e-22% | 3.588e-08% | 0.01454% | 1.658% | 4.948% | 2.689% | 0.6562% | 0.1123% | 0.01691% | 0.002523% | 0.0003965% | 6.761e-05% | 1.268e-05% | 2.623e-06% | 5.983e-07% | 1.498e-07% | 4.096e-08% | 1.215e-08% | 3.891e-09% | 1.337e-09% | 4.897e-10% | 1.905e-10%
[5 empty] | 2148.4366 | 957.3558 | 928.6372 | 928.6372 | 8.2 | 0% | 4.182e-208% | 7.64e-65% | 1.144e-23% | 1.018e-08% | 0.008005% | 1.311% | 4.833% | 2.986% | 0.7895% | 0.1421% | 0.02209% | 0.003362% | 0.0005344% | 9.166e-05% | 1.722e-05% | 3.563e-06% | 8.109e-07% | 2.023e-07% | 5.508e-08% | 1.626e-08% | 5.18e-09% | 1.77e-09% | 6.449e-10% | 2.494e-10%
[5 empty] | 2228.0004 | 992.8098 | 963.0277 | 963.0277 | 8.3 | 0% | 6.847e-215% | 2.237e-67% | 8.031e-25% | 2.773e-09% | 0.004285% | 1.016% | 4.648% | 3.276% | 0.9405% | 0.1783% | 0.02866% | 0.004453% | 0.0007165% | 0.0001237% | 2.331e-05% | 4.823e-06% | 1.096e-06% | 2.725e-07% | 7.389e-08% | 2.172e-08% | 6.883e-09% | 2.339e-09% | 8.477e-10% | 3.261e-10%
[5 empty] | 2309.5047 | 1029.1286 | 998.257 | 998.257 | 8.4 | 0% | 8.732e-222% | 5.862e-70% | 5.297e-26% | 7.262e-10% | 0.002231% | 0.7713% | 4.401% | 3.549% | 1.109% | 0.222% | 0.03693% | 0.005863% | 0.0009559% | 0.0001663% | 3.143e-05% | 6.506e-06% | 1.476e-06% | 3.66e-07% | 9.887e-08% | 2.893e-08% | 9.125e-09% | 3.085e-09% | 1.112e-09% | 4.256e-10%
[5 empty] | 2392.9728 | 1066.3225 | 1034.3352 | 1034.3352 | 8.5 | 0% | 8.672e-229% | 1.375e-72% | 3.282e-27% | 1.827e-10% | 0.001129% | 0.5737% | 4.102% | 3.799% | 1.295% | 0.2741% | 0.04726% | 0.007675% | 0.001269% | 0.0002225% | 4.222e-05% | 8.745e-06% | 1.982e-06% | 4.903e-07% | 1.32e-07% | 3.846e-08% | 1.207e-08% | 4.062e-09% | 1.457e-09% | 5.547e-10%
[5 empty] | 2478.4282 | 1104.4019 | 1071.2723 | 1071.2723 | 8.6 | 0% | 6.707e-236% | 2.884e-75% | 1.91e-28% | 4.416e-11% | 0.0005562% | 0.4181% | 3.764% | 4.016% | 1.497% | 0.3356% | 0.06005% | 0.009986% | 0.001676% | 0.0002963% | 5.648e-05% | 1.172e-05% | 2.653e-06% | 6.549e-07% | 1.757e-07% | 5.1e-08% | 1.594e-08% | 5.338e-09% | 1.905e-09% | 7.217e-10%
[5 empty] | 2565.8942 | 1143.3773 | 1109.0784 | 1109.0784 | 8.7 | 0% | 4.04e-243% | 5.415e-78% | 1.045e-29% | 1.026e-11% | 0.0002664% | 0.2986% | 3.401% | 4.193% | 1.714% | 0.4075% | 0.07578% | 0.01292% | 0.002201% | 0.000393% | 7.526e-05% | 1.564e-05% | 3.54e-06% | 8.723e-07% | 2.333e-07% | 6.749e-08% | 2.1e-08% | 7.001e-09% | 2.487e-09% | 9.375e-10%
[5 empty] | 2655.3942 | 1183.259 | 1147.7638 | 1147.7638 | 8.8 | 0% | 1.895e-250% | 9.099e-81% | 5.366e-31% | 2.288e-12% | 0.0001241% | 0.2089% | 3.025% | 4.325% | 1.942% | 0.4908% | 0.09497% | 0.01661% | 0.002878% | 0.0005188% | 9.99e-05% | 2.081e-05% | 4.71e-06% | 1.159e-06% | 3.091e-07% | 8.909e-08% | 2.762e-08% | 9.165e-09% | 3.241e-09% | 1.216e-09%
[5 empty] | 2746.9516 | 1224.0575 | 1187.3384 | 1187.3384 | 8.9 | 0% | 6.924e-258% | 1.368e-83% | 2.589e-32% | 4.906e-13% | 5.623e-05% | 0.1432% | 2.648% | 4.405% | 2.179% | 0.5863% | 0.1182% | 0.02124% | 0.003742% | 0.0006818% | 0.0001321% | 2.759e-05% | 6.247e-06% | 1.535e-06% | 4.085e-07% | 1.174e-07% | 3.624e-08% | 1.198e-08% | 4.216e-09% | 1.574e-09%
[5 empty] | 2840.5898 | 1265.7832 | 1227.8125 | 1227.8125 | 9 | 0% | 1.97e-265% | 1.84e-86% | 1.174e-33% | 1.01e-13% | 2.478e-05% | 0.0962% | 2.283% | 4.433% | 2.42% | 0.6945% | 0.1461% | 0.02699% | 0.004842% | 0.0008922% | 0.000174% | 3.645e-05% | 8.26e-06% | 2.028e-06% | 5.385e-07% | 1.542e-07% | 4.745e-08% | 1.562e-08% | 5.475e-09% | 2.035e-09%
[5 empty] | 2936.3321 | 1308.4465 | 1269.196 | 1269.196 | 9.1 | 0% | 4.366e-273% | 2.215e-89% | 4.999e-35% | 2e-14% | 1.062e-05% | 0.06331% | 1.938% | 4.405% | 2.661% | 0.816% | 0.1793% | 0.03409% | 0.006233% | 0.001162% | 0.0002282% | 4.799e-05% | 1.089e-05% | 2.671e-06% | 7.081e-07% | 2.022e-07% | 6.201e-08% | 2.033e-08% | 7.097e-09% | 2.627e-09%
[5 empty] | 3034.2019 | 1352.0579 | 1311.4991 | 1311.4991 | 9.2 | 0% | 7.535e-281% | 2.387e-92% | 2e-36% | 3.802e-15% | 4.427e-06% | 0.04083% | 1.619% | 4.325% | 2.897% | 0.9507% | 0.2185% | 0.04281% | 0.007984% | 0.001507% | 0.0002982% | 6.296e-05% | 1.431e-05% | 3.509e-06% | 9.287e-07% | 2.646e-07% | 8.087e-08% | 2.642e-08% | 9.185e-09% | 3.385e-09%
[5 empty] | 3134.2226 | 1396.6277 | 1354.7319 | 1354.7319 | 9.3 | 0% | 1.013e-288% | 2.301e-95% | 7.515e-38% | 6.946e-16% | 1.795e-06% | 0.02579% | 1.332% | 4.193% | 3.123% | 1.099% | 0.2645% | 0.05345% | 0.01017% | 0.001946% | 0.0003882% | 8.233e-05% | 1.874e-05% | 4.597e-06% | 1.215e-06% | 3.454e-07% | 1.052e-07% | 3.426e-08% | 1.187e-08% | 4.355e-09%
[5 empty] | 3236.4176 | 1442.1664 | 1398.9045 | 1398.9045 | 9.4 | 0% | 1.06e-296% | 1.985e-98% | 2.653e-39% | 1.219e-16% | 7.078e-07% | 0.01597% | 1.078% | 4.016% | 3.332% | 1.259% | 0.3179% | 0.06634% | 0.0129% | 0.002502% | 0.0005034% | 0.0001073% | 2.448e-05% | 6.006e-06% | 1.586e-06% | 4.498e-07% | 1.367e-07% | 4.434e-08% | 1.53e-08% | 5.595e-09%
[5 empty] | 3340.8102 | 1488.6843 | 1444.027 | 1444.027 | 9.5 | 0% | 8.641e-305% | 1.532e-101% | 8.799e-41% | 2.056e-17% | 2.715e-07% | 0.009684% | 0.8598% | 3.799% | 3.521% | 1.431% | 0.3795% | 0.08184% | 0.01627% | 0.003202% | 0.0006501% | 0.0001393% | 3.187e-05% | 7.825e-06% | 2.064e-06% | 5.844e-07% | 1.771e-07% | 5.729e-08% | 1.97e-08% | 7.175e-09%
[5 empty] | 3447.4239 | 1536.192 | 1490.1096 | 1490.1096 | 9.6 | 0% | 0% | 1.058e-104% | 2.742e-42% | 3.331e-18% | 1.013e-07% | 0.005755% | 0.6749% | 3.549% | 3.683% | 1.614% | 0.4499% | 0.1004% | 0.02041% | 0.004079% | 0.0008364% | 0.0001803% | 4.137e-05% | 1.017e-05% | 2.681e-06% | 7.577e-07% | 2.291e-07% | 7.387e-08% | 2.532e-08% | 9.187e-09%
[5 empty] | 3556.282 | 1584.6998 | 1537.1622 | 1537.1622 | 9.7 | 0% | 0% | 6.54e-108% | 8.024e-44% | 5.186e-19% | 3.674e-08% | 0.003351% | 0.5215% | 3.276% | 3.814% | 1.804% | 0.5297% | 0.1224% | 0.02549% | 0.005174% | 0.001072% | 0.0002325% | 5.353e-05% | 1.317e-05% | 3.472e-06% | 9.801e-07% | 2.957e-07% | 9.508e-08% | 3.248e-08% | 1.174e-08%
[5 empty] | 3667.4079 | 1634.2181 | 1585.1951 | 1585.1951 | 9.8 | 0% | 0% | 3.617e-111% | 2.206e-45% | 7.756e-20% | 1.296e-08% | 0.001912% | 0.3967% | 2.986% | 3.91% | 2% | 0.6193% | 0.1483% | 0.03166% | 0.006534% | 0.001368% | 0.0002988% | 6.905e-05% | 1.702e-05% | 4.486e-06% | 1.265e-06% | 3.809e-07% | 1.221e-07% | 4.159e-08% | 1.499e-08%
[5 empty] | 3780.825 | 1684.7574 | 1634.2184 | 1634.2184 | 9.9 | 0% | 0% | 1.79e-114% | 5.698e-47% | 1.115e-20% | 4.449e-09% | 0.001069% | 0.2971% | 2.689% | 3.97% | 2.2% | 0.719% | 0.1787% | 0.03912% | 0.008215% | 0.00174% | 0.0003826% | 8.88e-05% | 2.193e-05% | 5.782e-06% | 1.629e-06% | 4.895e-07% | 1.566e-07% | 5.318e-08% | 1.91e-08%
[5 empty] | 3896.5566 | 1736.3281 | 1684.2421 | 1684.2421 | 10 | 0% | 0% | 7.928e-118% | 1.383e-48% | 1.539e-21% | 1.485e-09% | 0.0005853% | 0.2191% | 2.391% | 3.989% | 2.399% | 0.829% | 0.2141% | 0.0481% | 0.01028% | 0.002204% | 0.0004883% | 0.0001138% | 2.818e-05% | 7.434e-06% | 2.093e-06% | 6.279e-07% | 2.004e-07% | 6.787e-08% | 2.43e-08%
[5 empty] | 4014.6262 | 1788.9406 | 1735.2763 | 1735.2763 | 10.1 | 0% | 0% | 3.142e-121% | 3.152e-50% | 2.041e-22% | 4.822e-10% | 0.0003141% | 0.1591% | 2.1% | 3.97% | 2.595% | 0.9492% | 0.2549% | 0.05884% | 0.01281% | 0.00278% | 0.0006211% | 0.0001455% | 3.61e-05% | 9.533e-06% | 2.682e-06% | 8.038e-07% | 2.56e-07% | 8.647e-08% | 3.087e-08%
[5 empty] | 4135.0571 | 1842.6053 | 1787.3311 | 1787.3311 | 10.2 | 0% | 0% | 1.114e-124% | 6.749e-52% | 2.602e-23% | 1.522e-10% | 0.0001651% | 0.1137% | 1.822% | 3.91% | 2.784% | 1.079% | 0.3017% | 0.07161% | 0.01589% | 0.003494% | 0.0007872% | 0.0001854% | 4.613e-05% | 1.219e-05% | 3.431e-06% | 1.027e-06% | 3.264e-07% | 1.1e-07% | 3.915e-08%
[5 empty] | 4257.8726 | 1897.3326 | 1840.4168 | 1840.4168 | 10.3 | 0% | 0% | 3.536e-128% | 1.358e-53% | 3.186e-24% | 4.676e-11% | 8.508e-05% | 0.07998% | 1.562% | 3.814% | 2.962% | 1.219% | 0.355% | 0.08671% | 0.01963% | 0.004374% | 0.0009944% | 0.0002355% | 5.879e-05% | 1.556e-05% | 4.378e-06% | 1.309e-06% | 4.154e-07% | 1.396e-07% | 4.957e-08%
[5 empty] | 4383.0963 | 1953.133 | 1894.5433 | 1894.5433 | 10.4 | 0% | 0% | 1.004e-131% | 2.565e-55% | 3.749e-25% | 1.397e-11% | 4.294e-05% | 0.0554% | 1.322% | 3.683% | 3.125% | 1.367% | 0.4153% | 0.1045% | 0.02414% | 0.005454% | 0.001252% | 0.0002982% | 7.47e-05% | 1.981e-05% | 5.573e-06% | 1.665e-06% | 5.276e-07% | 1.77e-07% | 6.267e-08%
[5 empty] | 4510.7514 | 2000 | 1949.7207 | 1949.7207 | 10.5 | 0% | 0% | 2.551e-135% | 4.554e-57% | 4.238e-26% | 4.057e-12% | 2.124e-05% | 0.03778% | 1.105% | 3.521% | 3.271% | 1.522% | 0.483% | 0.1252% | 0.02955% | 0.006775% | 0.00157% | 0.0003765% | 9.467e-05% | 2.515e-05% | 7.08e-06% | 2.114e-06% | 6.689e-07% | 2.239e-07% | 7.909e-08%
[5 empty] | 4640.8613 | 2000 | 2000 | 2000 | 10.6 | 0% | 0% | 5.801e-139% | 7.595e-59% | 4.602e-27% | 1.146e-12% | 1.029e-05% | 0.02536% | 0.9128% | 3.332% | 3.395% | 1.683% | 0.5583% | 0.1493% | 0.03601% | 0.008382% | 0.001963% | 0.0004738% | 0.0001196% | 3.185e-05% | 8.973e-06% | 2.678e-06% | 8.463e-07% | 2.828e-07% | 9.967e-08%
[5 empty] | 4773.4494 | 2000 | 2000 | 2000 | 10.7 | 0% | 0% | 1.18e-142% | 1.19e-60% | 4.803e-28% | 3.15e-13% | 4.886e-06% | 0.01676% | 0.7446% | 3.123% | 3.494% | 1.849% | 0.6416% | 0.1771% | 0.04369% | 0.01033% | 0.002445% | 0.0005944% | 0.0001508% | 4.024e-05% | 1.135e-05% | 3.386e-06% | 1.069e-06% | 3.565e-07% | 1.254e-07%
[5 empty] | 4908.5392 | 2000 | 2000 | 2000 | 10.8 | 0% | 0% | 2.149e-146% | 1.751e-62% | 4.815e-29% | 8.42e-14% | 2.273e-06% | 0.01091% | 0.5999% | 2.897% | 3.567% | 2.016% | 0.733% | 0.2091% | 0.05277% | 0.01268% | 0.003035% | 0.0007435% | 0.0001895% | 5.07e-05% | 1.431e-05% | 4.272e-06% | 1.347e-06% | 4.487e-07% | 1.575e-07%
[5 empty] | 5046.1538 | 2000 | 2000 | 2000 | 10.9 | 0% | 0% | 3.501e-150% | 2.421e-64% | 4.638e-30% | 2.189e-14% | 1.036e-06% | 0.006988% | 0.4774% | 2.661% | 3.612% | 2.184% | 0.8324% | 0.2455% | 0.06346% | 0.01551% | 0.003755% | 0.0009271% | 0.0002375% | 6.374e-05% | 1.802e-05% | 5.378e-06% | 1.695e-06% | 5.638e-07% | 1.975e-07%
[5 empty] | 5186.3169 | 2000 | 2000 | 2000 | 11 | 0% | 0% | 5.105e-154% | 3.144e-66% | 4.293e-31% | 5.535e-15% | 4.627e-07% | 0.004407% | 0.3753% | 2.42% | 3.627% | 2.349% | 0.9397% | 0.2869% | 0.07597% | 0.01889% | 0.004629% | 0.001152% | 0.0002968% | 7.992e-05% | 2.263e-05% | 6.758e-06% | 2.129e-06% | 7.072e-07% | 2.473e-07%
[5 empty] | 5329.0517 | 2000 | 2000 | 2000 | 11.1 | 0% | 0% | 6.66e-158% | 3.836e-68% | 3.817e-32% | 1.361e-15% | 2.025e-07% | 0.002737% | 0.2914% | 2.179% | 3.612% | 2.509% | 1.055% | 0.3335% | 0.09055% | 0.02292% | 0.005688% | 0.001428% | 0.0003699% | 9.996e-05% | 2.836e-05% | 8.473e-06% | 2.669e-06% | 8.855e-07% | 3.091e-07%
[5 empty] | 5474.3815 | 2000 | 2000 | 2000 | 11.2 | 0% | 0% | 7.774e-162% | 4.397e-70% | 3.261e-33% | 3.255e-16% | 8.68e-08% | 0.001673% | 0.2234% | 1.942% | 3.567% | 2.662% | 1.177% | 0.3856% | 0.1075% | 0.0277% | 0.006964% | 0.001764% | 0.0004598% | 0.0001247% | 3.546e-05% | 1.06e-05% | 3.339e-06% | 1.107e-06% | 3.858e-07%
[5 empty] | 5622.3299 | 2000 | 2000 | 2000 | 11.3 | 0% | 0% | 8.122e-166% | 4.734e-72% | 2.677e-34% | 7.573e-17% | 3.646e-08% | 0.001007% | 0.1692% | 1.714% | 3.494% | 2.804% | 1.305% | 0.4437% | 0.1269% | 0.03335% | 0.008497% | 0.002173% | 0.0005699% | 0.0001552% | 4.423e-05% | 1.324e-05% | 4.169e-06% | 1.381e-06% | 4.808e-07%
[5 empty] | 5772.9201 | 2000 | 2000 | 2000 | 11.4 | 0% | 0% | 7.592e-170% | 4.789e-74% | 2.111e-35% | 1.713e-17% | 1.501e-08% | 0.0005965% | 0.1266% | 1.497% | 3.395% | 2.934% | 1.439% | 0.508% | 0.1493% | 0.03999% | 0.01033% | 0.002668% | 0.0007044% | 0.0001927% | 5.505e-05% | 1.65e-05% | 5.196e-06% | 1.72e-06% | 5.981e-07%
[5 empty] | 5926.1756 | 2000 | 2000 | 2000 | 11.5 | 0% | 0% | 6.351e-174% | 4.55e-76% | 1.6e-36% | 3.77e-18% | 6.052e-09% | 0.0003479% | 0.09357% | 1.295% | 3.271% | 3.048% | 1.577% | 0.5786% | 0.1748% | 0.04777% | 0.01252% | 0.003266% | 0.0008682% | 0.0002386% | 6.836e-05% | 2.052e-05% | 6.464e-06% | 2.139e-06% | 7.429e-07%
[5 empty] | 6082.1197 | 2000 | 2000 | 2000 | 11.6 | 0% | 0% | 4.753e-178% | 4.062e-78% | 1.165e-37% | 8.069e-19% | 2.391e-09% | 0.0001998% | 0.0683% | 1.109% | 3.125% | 3.145% | 1.718% | 0.6556% | 0.2038% | 0.05683% | 0.01512% | 0.003985% | 0.001067% | 0.0002947% | 8.47e-05% | 2.546e-05% | 8.026e-06% | 2.655e-06% | 9.213e-07%
[5 empty] | 6240.7758 | 2000 | 2000 | 2000 | 11.7 | 0% | 0% | 3.184e-182% | 3.406e-80% | 8.147e-39% | 1.68e-19% | 9.257e-10% | 0.000113% | 0.04924% | 0.9405% | 2.962% | 3.222% | 1.861% | 0.7391% | 0.2365% | 0.06736% | 0.01819% | 0.004848% | 0.001308% | 0.0003631% | 0.0001047% | 3.153e-05% | 9.947e-06% | 3.29e-06% | 1.141e-06%
[5 empty] | 6402.1672 | 2000 | 2000 | 2000 | 11.8 | 0% | 0% | 1.908e-186% | 2.683e-82% | 5.475e-40% | 3.401e-20% | 3.511e-10% | 6.287e-05% | 0.03507% | 0.7895% | 2.784% | 3.279% | 2.004% | 0.829% | 0.2732% | 0.07953% | 0.02181% | 0.00588% | 0.001599% | 0.0004463% | 0.0001291% | 3.897e-05% | 1.23e-05% | 4.07e-06% | 1.41e-06%
[5 empty] | 6566.3175 | 2000 | 2000 | 2000 | 11.9 | 0% | 0% | 1.024e-190% | 1.985e-84% | 3.535e-41% | 6.696e-21% | 1.305e-10% | 3.445e-05% | 0.02467% | 0.6562% | 2.595% | 3.313% | 2.145% | 0.9251% | 0.3143% | 0.09352% | 0.02607% | 0.007109% | 0.001949% | 0.0005472% | 0.0001589% | 4.806e-05% | 1.519e-05% | 5.025e-06% | 1.74e-06%
[5 empty] | 6733.2499 | 2000 | 2000 | 2000 | 12 | 0% | 0% | 4.912e-195% | 1.38e-86% | 2.193e-42% | 1.282e-21% | 4.752e-11% | 1.858e-05% | 0.01714% | 0.5399% | 2.399% | 3.325% | 2.283% | 1.027% | 0.3599% | 0.1096% | 0.03105% | 0.008568% | 0.00237% | 0.0006692% | 0.0001951% | 5.915e-05% | 1.872e-05% | 6.195e-06% | 2.144e-06%
[5 empty] | 6902.9878 | 2000 | 2000 | 2000 | 12.1 | 0% | 0% | 2.11e-199% | 9.014e-89% | 1.307e-43% | 2.389e-22% | 1.695e-11% | 9.87e-06% | 0.01176% | 0.4398% | 2.2% | 3.313% | 2.415% | 1.135% | 0.4104% | 0.1278% | 0.03685% | 0.0103% | 0.002873% | 0.0008163% | 0.000239% | 7.265e-05% | 2.302e-05% | 7.623e-06% | 2.638e-06%
[5 empty] | 7075.5546 | 2000 | 2000 | 2000 | 12.2 | 0% | 0% | 8.107e-204% | 5.53e-91% | 7.487e-45% | 4.328e-23% | 5.927e-12% | 5.161e-06% | 0.007971% | 0.3547% | 2% | 3.279% | 2.539% | 1.247% | 0.4658% | 0.1486% | 0.04358% | 0.01233% | 0.003473% | 0.0009933% | 0.0002921% | 8.905e-05% | 2.827e-05% | 9.364e-06% | 3.24e-06%
[5 empty] | 7250.9737 | 2000 | 2000 | 2000 | 12.3 | 0% | 0% | 2.788e-208% | 3.187e-93% | 4.119e-46% | 7.626e-24% | 2.03e-12% | 2.656e-06% | 0.005336% | 0.2833% | 1.804% | 3.222% | 2.655% | 1.363% | 0.5263% | 0.172% | 0.05137% | 0.01473% | 0.004187% | 0.001206% | 0.0003562% | 0.0001089% | 3.464e-05% | 1.148e-05% | 3.974e-06%
[5 empty] | 7429.2684 | 2000 | 2000 | 2000 | 12.4 | 0% | 0% | 8.579e-213% | 1.726e-95% | 2.178e-47% | 1.307e-24% | 6.813e-13% | 1.346e-06% | 0.003529% | 0.2239% | 1.614% | 3.145% | 2.759% | 1.483% | 0.5921% | 0.1984% | 0.06033% | 0.01753% | 0.005034% | 0.00146% | 0.0004334% | 0.000133% | 4.236e-05% | 1.406e-05% | 4.865e-06%
[5 empty] | 7610.4622 | 2000 | 2000 | 2000 | 12.5 | 0% | 0% | 2.362e-217% | 8.776e-98% | 1.106e-48% | 2.178e-25% | 2.24e-13% | 6.717e-07% | 0.002305% | 0.1753% | 1.431% | 3.048% | 2.85% | 1.605% | 0.6632% | 0.2279% | 0.07062% | 0.02081% | 0.006036% | 0.001763% | 0.0005262% | 0.000162% | 5.171e-05% | 1.718e-05% | 5.947e-06%
[5 empty] | 7794.5784 | 2000 | 2000 | 2000 | 12.6 | 0% | 0% | 5.821e-222% | 4.193e-100% | 5.398e-50% | 3.531e-26% | 7.218e-14% | 3.299e-07% | 0.001487% | 0.1358% | 1.259% | 2.934% | 2.927% | 1.728% | 0.7395% | 0.2608% | 0.08238% | 0.02462% | 0.007217% | 0.002124% | 0.0006373% | 0.0001969% | 6.3e-05% | 2.096e-05% | 7.258e-06%
[5 empty] | 7981.6404 | 2000 | 2000 | 2000 | 12.7 | 0% | 0% | 1.284e-226% | 1.882e-102% | 2.531e-51% | 5.568e-27% | 2.278e-14% | 1.595e-07% | 0.0009476% | 0.1042% | 1.099% | 2.804% | 2.988% | 1.852% | 0.8209% | 0.2972% | 0.09576% | 0.02904% | 0.008605% | 0.002552% | 0.0007701% | 0.0002388% | 7.662e-05% | 2.552e-05% | 8.843e-06%
[5 empty] | 8171.6715 | 2000 | 2000 | 2000 | 12.8 | 0% | 0% | 2.533e-231% | 7.936e-105% | 1.14e-52% | 8.539e-28% | 7.047e-15% | 7.595e-08% | 0.0005964% | 0.07915% | 0.9507% | 2.662% | 3.033% | 1.974% | 0.9072% | 0.3374% | 0.1109% | 0.03415% | 0.01023% | 0.00306% | 0.0009286% | 0.0002891% | 9.3e-05% | 3.103e-05% | 1.076e-05%
[5 empty] | 8364.6953 | 2000 | 2000 | 2000 | 12.9 | 0% | 0% | 4.471e-236% | 3.143e-107% | 4.935e-54% | 1.274e-28% | 2.135e-15% | 3.56e-08% | 0.0003708% | 0.05953% | 0.816% | 2.509% | 3.06% | 2.093% | 0.9982% | 0.3816% | 0.1281% | 0.04003% | 0.01213% | 0.003658% | 0.001117% | 0.0003493% | 0.0001127% | 3.765e-05% | 1.307e-05%
[5 empty] | 8560.7349 | 2000 | 2000 | 2000 | 13 | 0% | 0% | 7.064e-241% | 1.17e-109% | 2.052e-55% | 1.848e-29% | 6.341e-16% | 1.643e-08% | 0.0002277% | 0.04432% | 0.6945% | 2.349% | 3.069% | 2.208% | 1.093% | 0.4299% | 0.1473% | 0.04679% | 0.01434% | 0.004363% | 0.001341% | 0.0004211% | 0.0001362% | 4.561e-05% | 1.585e-05%
[5 empty] | 8759.8139 | 2000 | 2000 | 2000 | 13.1 | 0% | 0% | 9.987e-246% | 4.089e-112% | 8.2e-57% | 2.607e-30% | 1.845e-16% | 7.461e-09% | 0.0001381% | 0.03267% | 0.5863% | 2.184% | 3.06% | 2.318% | 1.192% | 0.4824% | 0.1689% | 0.05451% | 0.01692% | 0.005191% | 0.001606% | 0.0005067% | 0.0001644% | 5.516e-05% | 1.918e-05%
[5 empty] | 8961.9556 | 2000 | 2000 | 2000 | 13.2 | 0% | 0% | 1.264e-250% | 1.343e-114% | 3.148e-58% | 3.577e-31% | 5.258e-17% | 3.337e-09% | 8.273e-05% | 0.02384% | 0.4908% | 2.016% | 3.033% | 2.42% | 1.295% | 0.5392% | 0.193% | 0.06331% | 0.01989% | 0.006161% | 0.001918% | 0.0006083% | 0.0001981% | 6.66e-05% | 2.319e-05%
[5 empty] | 9167.1833 | 2000 | 2000 | 2000 | 13.3 | 0% | 0% | 1.43e-255% | 4.142e-117% | 1.161e-59% | 4.775e-32% | 1.469e-17% | 1.469e-09% | 4.896e-05% | 0.01723% | 0.4075% | 1.849% | 2.988% | 2.515% | 1.399% | 0.6004% | 0.2197% | 0.07331% | 0.02333% | 0.007294% | 0.002287% | 0.0007289% | 0.0002382% | 8.026e-05% | 2.798e-05%
[5 empty] | 9375.5205 | 2000 | 2000 | 2000 | 13.4 | 0% | 0% | 1.449e-260% | 1.2e-119% | 4.114e-61% | 6.198e-33% | 4.019e-18% | 6.369e-10% | 2.861e-05% | 0.01232% | 0.3356% | 1.683% | 2.927% | 2.6% | 1.506% | 0.6659% | 0.2493% | 0.08462% | 0.02728% | 0.008613% | 0.00272% | 0.0008715% | 0.0002859% | 9.656e-05% | 3.372e-05%
[5 empty] | 9586.9905 | 2000 | 2000 | 2000 | 13.5 | 0% | 0% | 1.313e-265% | 3.268e-122% | 1.401e-62% | 7.825e-34% | 1.077e-18% | 2.718e-10% | 1.652e-05% | 0.008727% | 0.2741% | 1.522% | 2.85% | 2.674% | 1.613% | 0.7356% | 0.2819% | 0.09738% | 0.03181% | 0.01015% | 0.003228% | 0.00104% | 0.0003424% | 0.000116% | 4.056e-05%
[5 empty] | 9801.6168 | 2000 | 2000 | 2000 | 13.6 | 0% | 0% | 1.065e-270% | 8.357e-125% | 4.582e-64% | 9.609e-35% | 2.831e-19% | 1.142e-10% | 9.42e-06% | 0.006119% | 0.222% | 1.367% | 2.759% | 2.736% | 1.721% | 0.8095% | 0.3176% | 0.1117% | 0.03699% | 0.01192% | 0.003822% | 0.001238% | 0.0004094% | 0.000139% | 4.872e-05%
[5 empty] | 10019.4226 | 2000 | 2000 | 2000 | 13.7 | 0% | 0% | 7.733e-276% | 2.008e-127% | 1.44e-65% | 1.148e-35% | 7.286e-20% | 4.723e-11% | 5.305e-06% | 0.004248% | 0.1783% | 1.219% | 2.655% | 2.785% | 1.827% | 0.8873% | 0.3566% | 0.1278% | 0.0429% | 0.01397% | 0.004515% | 0.001471% | 0.0004885% | 0.0001664% | 5.842e-05%
[5 empty] | 10240.4314 | 2000 | 2000 | 2000 | 13.8 | 0% | 0% | 5.023e-281% | 4.531e-130% | 4.349e-67% | 1.333e-36% | 1.837e-20% | 1.923e-11% | 2.951e-06% | 0.002919% | 0.1421% | 1.079% | 2.539% | 2.821% | 1.931% | 0.9688% | 0.3991% | 0.1457% | 0.04962% | 0.01633% | 0.005322% | 0.001745% | 0.0005819% | 0.0001988% | 6.994e-05%
[5 empty] | 10464.6665 | 2000 | 2000 | 2000 | 13.9 | 0% | 0% | 2.919e-286% | 9.607e-133% | 1.262e-68% | 1.506e-37% | 4.54e-21% | 7.71e-12% | 1.622e-06% | 0.001987% | 0.1123% | 0.9492% | 2.415% | 2.842% | 2.033% | 1.054% | 0.445% | 0.1656% | 0.05723% | 0.01905% | 0.006259% | 0.002065% | 0.0006917% | 0.0002371% | 8.36e-05%
[5 empty] | 10692.1514 | 2000 | 2000 | 2000 | 14 | 0% | 0% | 1.518e-291% | 1.913e-135% | 3.517e-70% | 1.655e-38% | 1.099e-21% | 3.043e-12% | 8.802e-07% | 0.001338% | 0.08798% | 0.829% | 2.283% | 2.85% | 2.13% | 1.142% | 0.4946% | 0.1876% | 0.06582% | 0.02216% | 0.007344% | 0.002438% | 0.0008208% | 0.0002823% | 9.977e-05%
[5 empty] | 10922.9094 | 2000 | 2000 | 2000 | 14.1 | 0% | 0% | 7.067e-297% | 3.58e-138% | 9.421e-72% | 1.769e-39% | 2.608e-22% | 1.182e-12% | 4.719e-07% | 0.0008926% | 0.06838% | 0.719% | 2.145% | 2.842% | 2.221% | 1.232% | 0.5477% | 0.212% | 0.07549% | 0.02571% | 0.008598% | 0.002874% | 0.0009721% | 0.0003356% | 0.0001189%
[5 empty] | 11156.9639 | 2000 | 2000 | 2000 | 14.2 | 0% | 0% | 2.943e-302% | 6.293e-141% | 2.424e-73% | 1.839e-40% | 6.061e-23% | 4.523e-13% | 2.499e-07% | 0.0005894% | 0.0527% | 0.6193% | 2.004% | 2.821% | 2.307% | 1.324% | 0.6045% | 0.2387% | 0.08635% | 0.02976% | 0.01004% | 0.00338% | 0.001149% | 0.0003982% | 0.0001414%
[5 empty] | 11394.3382 | 2000 | 2000 | 2000 | 14.3 | 0% | 0% | 0% | 1.039e-143% | 5.994e-75% | 1.859e-41% | 1.38e-23% | 1.703e-13% | 1.307e-07% | 0.0003854% | 0.04029% | 0.5297% | 1.861% | 2.785% | 2.385% | 1.418% | 0.6648% | 0.268% | 0.09849% | 0.03436% | 0.0117% | 0.003967% | 0.001356% | 0.0004716% | 0.000168%
[5 empty] | 11635.0558 | 2000 | 2000 | 2000 | 14.4 | 0% | 0% | 0% | 1.612e-146% | 1.424e-76% | 1.828e-42% | 3.08e-24% | 6.315e-14% | 6.751e-08% | 0.0002494% | 0.03055% | 0.4499% | 1.718% | 2.736% | 2.455% | 1.512% | 0.7287% | 0.2999% | 0.112% | 0.03958% | 0.01361% | 0.004646% | 0.001597% | 0.0005576% | 0.0001992%
[5 empty] | 11879.14 | 2000 | 2000 | 2000 | 14.5 | 0% | 0% | 0% | 2.349e-149% | 3.249e-78% | 1.748e-43% | 6.733e-25% | 2.305e-14% | 3.445e-08% | 0.0001598% | 0.02297% | 0.3795% | 1.577% | 2.674% | 2.516% | 1.607% | 0.7959% | 0.3347% | 0.1271% | 0.04547% | 0.01579% | 0.00543% | 0.001877% | 0.0006582% | 0.0002358%
[5 empty] | 12126.6142 | 2000 | 2000 | 2000 | 14.6 | 0% | 0% | 0% | 3.215e-152% | 7.125e-80% | 1.626e-44% | 1.442e-25% | 8.284e-15% | 1.736e-08% | 0.0001014% | 0.01713% | 0.3179% | 1.439% | 2.6% | 2.567% | 1.7% | 0.8663% | 0.3723% | 0.1438% | 0.0521% | 0.01827% | 0.006334% | 0.002202% | 0.0007755% | 0.0002787%
[5 empty] | 12377.5018 | 2000 | 2000 | 2000 | 14.7 | 0% | 0% | 0% | 4.135e-155% | 1.501e-81% | 1.471e-45% | 3.027e-26% | 2.931e-15% | 8.643e-09% | 6.37e-05% | 0.01267% | 0.2645% | 1.305% | 2.515% | 2.607% | 1.792% | 0.9397% | 0.4128% | 0.1622% | 0.05956% | 0.0211% | 0.007373% | 0.002578% | 0.0009122% | 0.0003289%
[5 empty] | 12631.8261 | 2000 | 2000 | 2000 | 14.8 | 0% | 0% | 0% | 4.995e-158% | 3.038e-83% | 1.294e-46% | 6.224e-27% | 1.021e-15% | 4.25e-09% | 3.961e-05% | 0.009292% | 0.2185% | 1.177% | 2.42% | 2.636% | 1.882% | 1.016% | 0.4564% | 0.1824% | 0.06791% | 0.02432% | 0.008564% | 0.003014% | 0.001071% | 0.0003875%
[5 empty] | 12889.6106 | 2000 | 2000 | 2000 | 14.9 | 0% | 0% | 0% | 5.668e-161% | 5.909e-85% | 1.107e-47% | 1.254e-27% | 3.5e-16% | 2.064e-09% | 2.439e-05% | 0.00676% | 0.1793% | 1.055% | 2.318% | 2.654% | 1.969% | 1.094% | 0.503% | 0.2046% | 0.07725% | 0.02796% | 0.009927% | 0.003515% | 0.001256% | 0.0004558%
[5 empty] | 13150.8787 | 2000 | 2000 | 2000 | 15 | 0% | 0% | 0% | 6.043e-164% | 1.104e-86% | 9.218e-49% | 2.476e-28% | 1.182e-16% | 9.901e-10% | 1.487e-05% | 0.004877% | 0.1461% | 0.9397% | 2.208% | 2.66% | 2.051% | 1.175% | 0.5527% | 0.2289% | 0.08764% | 0.03207% | 0.01148% | 0.004093% | 0.001469% | 0.0005353%
[5 empty] | 13415.6536 | 2000 | 2000 | 2000 | 15.1 | 0% | 0% | 0% | 6.052e-167% | 1.982e-88% | 7.462e-50% | 4.789e-29% | 3.927e-17% | 4.691e-10% | 8.972e-06% | 0.00349% | 0.1182% | 0.8324% | 2.093% | 2.654% | 2.129% | 1.257% | 0.6053% | 0.2554% | 0.09919% | 0.0367% | 0.01326% | 0.004757% | 0.001716% | 0.0006277%
[5 empty] | 13683.9588 | 2000 | 2000 | 2000 | 15.2 | 0% | 0% | 0% | 5.694e-170% | 3.419e-90% | 5.875e-51% | 9.076e-30% | 1.285e-17% | 2.196e-10% | 5.361e-06% | 0.002476% | 0.09497% | 0.733% | 1.974% | 2.636% | 2.2% | 1.34% | 0.661% | 0.2842% | 0.112% | 0.04191% | 0.01527% | 0.005518% | 0.002001% | 0.0007348%
[5 empty] | 13955.8176 | 2000 | 2000 | 2000 | 15.3 | 0% | 0% | 0% | 5.032e-173% | 5.667e-92% | 4.499e-52% | 1.685e-30% | 4.139e-18% | 1.015e-10% | 3.171e-06% | 0.001743% | 0.07578% | 0.6416% | 1.852% | 2.607% | 2.266% | 1.423% | 0.7195% | 0.3153% | 0.1261% | 0.04774% | 0.01756% | 0.006389% | 0.002329% | 0.0008589%
[5 empty] | 14231.2535 | 2000 | 2000 | 2000 | 15.4 | 0% | 0% | 0% | 4.178e-176% | 9.023e-94% | 3.351e-53% | 3.066e-31% | 1.313e-18% | 4.634e-11% | 1.857e-06% | 0.001217% | 0.06005% | 0.5583% | 1.728% | 2.567% | 2.324% | 1.507% | 0.7809% | 0.3488% | 0.1416% | 0.05427% | 0.02014% | 0.007383% | 0.002707% | 0.001002%
[5 empty] | 14510.2899 | 2000 | 2000 | 2000 | 15.5 | 0% | 0% | 0% | 3.259e-179% | 1.38e-95% | 2.427e-54% | 5.466e-32% | 4.098e-19% | 2.09e-11% | 1.077e-06% | 0.0008423% | 0.04726% | 0.483% | 1.605% | 2.516% | 2.375% | 1.59% | 0.8448% | 0.3849% | 0.1587% | 0.06154% | 0.02306% | 0.008515% | 0.00314% | 0.001168%
[5 empty] | 14792.95 | 2000 | 2000 | 2000 | 15.6 | 0% | 0% | 0% | 2.388e-182% | 2.029e-97% | 1.71e-55% | 9.547e-33% | 1.26e-19% | 9.31e-12% | 6.183e-07% | 0.0005783% | 0.03693% | 0.4153% | 1.483% | 2.455% | 2.417% | 1.672% | 0.9112% | 0.4235% | 0.1774% | 0.06964% | 0.02635% | 0.009803% | 0.003636% | 0.001358%
[5 empty] | 15079.2573 | 2000 | 2000 | 2000 | 15.7 | 0% | 0% | 0% | 1.644e-185% | 2.865e-99% | 1.172e-56% | 1.634e-33% | 3.812e-20% | 4.097e-12% | 3.514e-07% | 0.0003938% | 0.02866% | 0.355% | 1.363% | 2.385% | 2.45% | 1.752% | 0.9797% | 0.4646% | 0.1978% | 0.07862% | 0.03005% | 0.01126% | 0.004203% | 0.001578%
[5 empty] | 15369.2351 | 2000 | 2000 | 2000 | 15.8 | 0% | 0% | 0% | 1.063e-188% | 3.888e-101% | 7.811e-58% | 2.74e-34% | 1.136e-20% | 1.78e-12% | 1.977e-07% | 0.0002659% | 0.02209% | 0.3017% | 1.247% | 2.307% | 2.474% | 1.829% | 1.05% | 0.5084% | 0.2199% | 0.08856% | 0.03419% | 0.01292% | 0.004851% | 0.001829%
[5 empty] | 15662.9069 | 2000 | 2000 | 2000 | 15.9 | 0% | 0% | 0% | 6.456e-192% | 5.069e-103% | 5.063e-59% | 4.501e-35% | 3.331e-21% | 7.642e-13% | 1.102e-07% | 0.0001781% | 0.01691% | 0.2549% | 1.135% | 2.221% | 2.489% | 1.903% | 1.122% | 0.5548% | 0.244% | 0.09953% | 0.03882% | 0.01479% | 0.005588% | 0.002118%
[5 empty] | 15960.296 | 2000 | 2000 | 2000 | 16 | 0% | 0% | 0% | 3.684e-195% | 6.349e-105% | 3.192e-60% | 7.245e-36% | 9.618e-22% | 3.24e-13% | 6.076e-08% | 0.0001183% | 0.01285% | 0.2141% | 1.027% | 2.13% | 2.493% | 1.974% | 1.196% | 0.6037% | 0.27% | 0.1116% | 0.04399% | 0.0169% | 0.006426% | 0.002448%
[5 empty] | 16261.4258 | 2000 | 2000 | 2000 | 16.1 | 0% | 0% | 0% | 1.975e-198% | 7.64e-107% | 1.957e-61% | 1.143e-36% | 2.734e-22% | 1.357e-13% | 3.318e-08% | 7.794e-05% | 0.009701% | 0.1787% | 0.9251% | 2.033% | 2.489% | 2.04% | 1.27% | 0.6551% | 0.298% | 0.1249% | 0.04974% | 0.01927% | 0.007377% | 0.002824%
[5 empty] | 16566.3197 | 2000 | 2000 | 2000 | 16.2 | 0% | 0% | 0% | 9.946e-202% | 8.834e-109% | 1.167e-62% | 1.766e-37% | 7.652e-23% | 5.614e-14% | 1.794e-08% | 5.092e-05% | 0.007272% | 0.1483% | 0.829% | 1.931% | 2.474% | 2.101% | 1.344% | 0.7089% | 0.3281% | 0.1394% | 0.05613% | 0.02193% | 0.008454% | 0.003254%
[5 empty] | 16875.001 | 2000 | 2000 | 2000 | 16.3 | 0% | 0% | 0% | 4.705e-205% | 9.813e-111% | 6.771e-64% | 2.674e-38% | 2.108e-23% | 2.294e-14% | 9.601e-09% | 3.3e-05% | 0.005414% | 0.1224% | 0.7391% | 1.827% | 2.45% | 2.156% | 1.419% | 0.765% | 0.3603% | 0.1552% | 0.06321% | 0.02492% | 0.009672% | 0.003743%
[5 empty] | 17187.4931 | 2000 | 2000 | 2000 | 16.4 | 0% | 0% | 0% | 2.091e-208% | 1.047e-112% | 3.82e-65% | 3.966e-39% | 5.719e-24% | 9.256e-15% | 5.088e-09% | 2.121e-05% | 0.004002% | 0.1004% | 0.6556% | 1.721% | 2.417% | 2.205% | 1.493% | 0.8232% | 0.3948% | 0.1725% | 0.07104% | 0.02826% | 0.01105% | 0.004299%
[5 empty] | 17503.8195 | 2000 | 2000 | 2000 | 16.5 | 0% | 0% | 0% | 8.73e-212% | 1.074e-114% | 2.096e-66% | 5.765e-40% | 1.527e-24% | 3.69e-15% | 2.67e-09% | 1.352e-05% | 0.002938% | 0.08184% | 0.5786% | 1.613% | 2.375% | 2.247% | 1.566% | 0.8835% | 0.4314% | 0.1912% | 0.07967% | 0.03198% | 0.01259% | 0.004929%
[5 empty] | 17824.0034 | 2000 | 2000 | 2000 | 16.6 | 0% | 0% | 0% | 3.424e-215% | 1.058e-116% | 1.119e-67% | 8.211e-41% | 4.016e-25% | 1.453e-15% | 1.387e-09% | 8.543e-06% | 0.002142% | 0.06634% | 0.508% | 1.506% | 2.324% | 2.283% | 1.638% | 0.9455% | 0.4702% | 0.2115% | 0.08917% | 0.03613% | 0.01433% | 0.005642%
[5 empty] | 18148.0684 | 2000 | 2000 | 2000 | 16.7 | 0% | 0% | 0% | 1.261e-218% | 1.002e-118% | 5.806e-69% | 1.146e-41% | 1.039e-25% | 5.65e-16% | 7.131e-10% | 5.356e-06% | 0.001551% | 0.05345% | 0.4437% | 1.399% | 2.266% | 2.31% | 1.708% | 1.009% | 0.5113% | 0.2335% | 0.09959% | 0.04073% | 0.01628% | 0.006449%
[5 empty] | 18476.0376 | 2000 | 2000 | 2000 | 16.8 | 0% | 0% | 0% | 4.366e-222% | 9.112e-121% | 2.931e-70% | 1.567e-42% | 2.649e-26% | 2.17e-16% | 3.631e-10% | 3.33e-06% | 0.001115% | 0.04281% | 0.3856% | 1.295% | 2.2% | 2.331% | 1.775% | 1.074% | 0.5546% | 0.2571% | 0.111% | 0.04584% | 0.01847% | 0.007359%
[5 empty] | 18807.9347 | 2000 | 2000 | 2000 | 16.9 | 0% | 0% | 0% | 1.42e-225% | 7.963e-123% | 1.439e-71% | 2.099e-43% | 6.644e-27% | 8.234e-17% | 1.83e-10% | 2.054e-06% | 0.0007963% | 0.03409% | 0.3335% | 1.192% | 2.129% | 2.343% | 1.839% | 1.14% | 0.6% | 0.2825% | 0.1235% | 0.05149% | 0.02091% | 0.008384%
[5 empty] | 19143.7828 | 2000 | 2000 | 2000 | 17 | 0% | 0% | 0% | 4.336e-229% | 6.685e-125% | 6.873e-73% | 2.755e-44% | 1.641e-27% | 3.086e-17% | 9.135e-11% | 1.256e-06% | 0.0005647% | 0.02699% | 0.2869% | 1.093% | 2.051% | 2.347% | 1.899% | 1.207% | 0.6476% | 0.3096% | 0.137% | 0.05773% | 0.02363% | 0.009536%
[5 empty] | 19483.6054 | 2000 | 2000 | 2000 | 17.1 | 0% | 0% | 0% | 1.244e-232% | 5.393e-127% | 3.192e-74% | 3.542e-45% | 3.99e-28% | 1.142e-17% | 4.514e-11% | 7.617e-07% | 0.0003977% | 0.02124% | 0.2455% | 0.9982% | 1.969% | 2.343% | 1.956% | 1.274% | 0.6972% | 0.3387% | 0.1518% | 0.06461% | 0.02666% | 0.01083%
[5 empty] | 19827.4258 | 2000 | 2000 | 2000 | 17.2 | 0% | 0% | 0% | 3.354e-236% | 4.18e-129% | 1.442e-75% | 4.464e-46% | 9.552e-29% | 4.176e-18% | 2.208e-11% | 4.582e-07% | 0.0002781% | 0.01661% | 0.2091% | 0.9072% | 1.882% | 2.331% | 2.008% | 1.34% | 0.7486% | 0.3695% | 0.1678% | 0.07216% | 0.03003% | 0.01228%
[5 empty] | 20175.2675 | 2000 | 2000 | 2000 | 17.3 | 0% | 0% | 0% | 8.492e-240% | 3.113e-131% | 6.336e-77% | 5.511e-47% | 2.251e-29% | 1.508e-18% | 1.069e-11% | 2.734e-07% | 0.0001931% | 0.01292% | 0.1771% | 0.8209% | 1.792% | 2.31% | 2.055% | 1.407% | 0.8019% | 0.4023% | 0.1851% | 0.08045% | 0.03376% | 0.0139%
[5 empty] | 20527.1539 | 2000 | 2000 | 2000 | 17.4 | 0% | 0% | 0% | 2.02e-243% | 2.227e-133% | 2.708e-78% | 6.666e-48% | 5.223e-30% | 5.379e-19% | 5.128e-12% | 1.617e-07% | 0.0001332% | 0.009986% | 0.1493% | 0.7395% | 1.7% | 2.283% | 2.097% | 1.473% | 0.8568% | 0.4371% | 0.2038% | 0.08952% | 0.03789% | 0.01571%
[5 empty] | 20883.1082 | 2000 | 2000 | 2000 | 17.5 | 0% | 0% | 0% | 4.514e-247% | 1.531e-135% | 1.125e-79% | 7.901e-49% | 1.193e-30% | 1.895e-19% | 2.434e-12% | 9.491e-08% | 9.123e-05% | 0.007675% | 0.1252% | 0.6632% | 1.607% | 2.247% | 2.132% | 1.538% | 0.9132% | 0.4737% | 0.2239% | 0.09942% | 0.04245% | 0.01773%
[5 empty] | 21243.154 | 2000 | 2000 | 2000 | 17.6 | 0% | 0% | 0% | 9.476e-251% | 1.011e-137% | 4.549e-81% | 9.175e-50% | 2.683e-31% | 6.596e-20% | 1.144e-12% | 5.524e-08% | 6.205e-05% | 0.005863% | 0.1045% | 0.5921% | 1.512% | 2.205% | 2.162% | 1.601% | 0.9709% | 0.5122% | 0.2454% | 0.1102% | 0.04748% | 0.01997%
[5 empty] | 21607.3145 | 2000 | 2000 | 2000 | 17.7 | 0% | 0% | 0% | 1.869e-254% | 6.415e-140% | 1.789e-82% | 1.044e-50% | 5.94e-32% | 2.267e-20% | 5.324e-13% | 3.188e-08% | 4.191e-05% | 0.004453% | 0.08671% | 0.5263% | 1.418% | 2.156% | 2.186% | 1.661% | 1.03% | 0.5527% | 0.2685% | 0.1219% | 0.05302% | 0.02246%
[5 empty] | 21975.6131 | 2000 | 2000 | 2000 | 17.8 | 0% | 0% | 0% | 3.462e-258% | 3.911e-142% | 6.84e-84% | 1.164e-51% | 1.295e-32% | 7.697e-21% | 2.453e-13% | 1.825e-08% | 2.811e-05% | 0.003362% | 0.07161% | 0.4658% | 1.324% | 2.101% | 2.203% | 1.72% | 1.089% | 0.5949% | 0.2931% | 0.1347% | 0.05909% | 0.02523%
[5 empty] | 22348.0733 | 2000 | 2000 | 2000 | 17.9 | 0% | 0% | 0% | 6.025e-262% | 2.291e-144% | 2.544e-85% | 1.271e-52% | 2.778e-33% | 2.581e-21% | 1.119e-13% | 1.036e-08% | 1.873e-05% | 0.002523% | 0.05884% | 0.4104% | 1.232% | 2.04% | 2.213% | 1.776% | 1.149% | 0.639% | 0.3194% | 0.1484% | 0.06575% | 0.02828%
[5 empty] | 22724.7183 | 2000 | 2000 | 2000 | 18 | 0% | 0% | 0% | 9.851e-266% | 1.289e-146% | 9.202e-87% | 1.361e-53% | 5.869e-34% | 8.55e-22% | 5.052e-14% | 5.834e-09% | 1.239e-05% | 0.001882% | 0.0481% | 0.3599% | 1.142% | 1.974% | 2.216% | 1.828% | 1.21% | 0.6848% | 0.3473% | 0.1633% | 0.07303% | 0.03166%
[5 empty] | 23105.5717 | 2000 | 2000 | 2000 | 18.1 | 0% | 0% | 0% | 1.513e-269% | 6.972e-149% | 3.237e-88% | 1.427e-54% | 1.221e-34% | 2.797e-22% | 2.259e-14% | 3.258e-09% | 8.139e-06% | 0.001396% | 0.03912% | 0.3143% | 1.054% | 1.903% | 2.213% | 1.877% | 1.27% | 0.7321% | 0.3768% | 0.1793% | 0.08098% | 0.03539%
[5 empty] | 23490.6567 | 2000 | 2000 | 2000 | 18.2 | 0% | 0% | 0% | 2.183e-273% | 3.622e-151% | 1.108e-89% | 1.466e-55% | 2.499e-35% | 9.039e-23% | 9.998e-15% | 1.804e-09% | 5.31e-06% | 0.001029% | 0.03166% | 0.2732% | 0.9688% | 1.829% | 2.203% | 1.922% | 1.33% | 0.781% | 0.408% | 0.1965% | 0.08964% | 0.03948%
[5 empty] | 23879.9967 | 2000 | 2000 | 2000 | 18.3 | 0% | 0% | 0% | 2.959e-277% | 1.808e-153% | 3.687e-91% | 1.476e-56% | 5.038e-36% | 2.885e-23% | 4.382e-15% | 9.91e-10% | 3.44e-06% | 0.0007546% | 0.02549% | 0.2365% | 0.8873% | 1.752% | 2.186% | 1.962% | 1.39% | 0.8313% | 0.4408% | 0.215% | 0.09905% | 0.04399%
[5 empty] | 24273.6152 | 2000 | 2000 | 2000 | 18.4 | 0% | 0% | 0% | 3.767e-281% | 8.672e-156% | 1.193e-92% | 1.456e-57% | 9.999e-37% | 9.096e-24% | 1.901e-15% | 5.398e-10% | 2.214e-06% | 0.0005498% | 0.02041% | 0.2038% | 0.8095% | 1.672% | 2.162% | 1.998% | 1.448% | 0.8827% | 0.4754% | 0.2347% | 0.1093% | 0.04893%
[5 empty] | 24671.5354 | 2000 | 2000 | 2000 | 18.5 | 0% | 0% | 0% | 4.506e-285% | 3.996e-158% | 3.757e-94% | 1.407e-58% | 1.954e-37% | 2.833e-24% | 8.166e-16% | 2.917e-10% | 1.414e-06% | 0.0003983% | 0.01627% | 0.1748% | 0.7356% | 1.59% | 2.132% | 2.028% | 1.506% | 0.9353% | 0.5116% | 0.2558% | 0.1203% | 0.05433%
[5 empty] | 25073.7809 | 2000 | 2000 | 2000 | 18.6 | 0% | 0% | 0% | 5.063e-289% | 1.769e-160% | 1.15e-95% | 1.332e-59% | 3.758e-38% | 8.712e-25% | 3.473e-16% | 1.563e-10% | 8.975e-07% | 0.0002868% | 0.0129% | 0.1493% | 0.6659% | 1.507% | 2.097% | 2.054% | 1.561% | 0.9887% | 0.5493% | 0.2783% | 0.1322% | 0.06024%
[5 empty] | 25480.3749 | 2000 | 2000 | 2000 | 18.7 | 0% | 0% | 0% | 5.345e-293% | 7.524e-163% | 3.426e-97% | 1.236e-60% | 7.116e-39% | 2.647e-25% | 1.462e-16% | 8.304e-11% | 5.655e-07% | 0.0002053% | 0.01017% | 0.1269% | 0.6004% | 1.423% | 2.055% | 2.074% | 1.615% | 1.043% | 0.5887% | 0.3021% | 0.1451% | 0.06668%
[5 empty] | 25891.3408 | 2000 | 2000 | 2000 | 18.8 | 0% | 0% | 0% | 5.3e-297% | 3.075e-165% | 9.923e-99% | 1.123e-61% | 1.327e-39% | 7.943e-26% | 6.096e-17% | 4.377e-11% | 3.539e-07% | 0.0001461% | 0.007984% | 0.1075% | 0.5392% | 1.34% | 2.008% | 2.088% | 1.666% | 1.097% | 0.6296% | 0.3274% | 0.159% | 0.07369%
[5 empty] | 26306.702 | 2000 | 2000 | 2000 | 18.9 | 0% | 0% | 0% | 4.937e-301% | 1.207e-167% | 2.795e-100% | 1.001e-62% | 2.435e-40% | 2.354e-26% | 2.516e-17% | 2.288e-11% | 2.199e-07% | 0.0001033% | 0.006233% | 0.09055% | 0.4824% | 1.257% | 1.956% | 2.097% | 1.715% | 1.152% | 0.6719% | 0.3541% | 0.1738% | 0.08131%
[5 empty] | 26726.482 | 2000 | 2000 | 2000 | 19 | 0% | 0% | 0% | 4.321e-305% | 4.555e-170% | 7.659e-102% | 8.732e-64% | 4.4e-41% | 6.892e-27% | 1.028e-17% | 1.186e-11% | 1.357e-07% | 7.267e-05% | 0.004842% | 0.07597% | 0.4299% | 1.175% | 1.899% | 2.1% | 1.76% | 1.207% | 0.7157% | 0.3823% | 0.1898% | 0.08958%
[5 empty] | 27150.704 | 2000 | 2000 | 2000 | 19.1 | 0% | 0% | 0% | 0% | 1.651e-172% | 2.041e-103% | 7.466e-65% | 7.827e-42% | 1.993e-27% | 4.159e-18% | 6.097e-12% | 8.319e-08% | 5.08e-05% | 0.003742% | 0.06346% | 0.3816% | 1.094% | 1.839% | 2.097% | 1.803% | 1.262% | 0.7606% | 0.4119% | 0.2068% | 0.09853%
[5 empty] | 27579.3915 | 2000 | 2000 | 2000 | 19.2 | 0% | 0% | 0% | 0% | 5.75e-175% | 5.29e-105% | 6.255e-66% | 1.371e-42% | 5.693e-28% | 1.666e-18% | 3.109e-12% | 5.063e-08% | 3.53e-05% | 0.002878% | 0.05277% | 0.3374% | 1.016% | 1.775% | 2.088% | 1.841% | 1.316% | 0.8068% | 0.443% | 0.225% | 0.1082%
[5 empty] | 28012.5678 | 2000 | 2000 | 2000 | 19.3 | 0% | 0% | 0% | 0% | 1.924e-177% | 1.334e-106% | 5.134e-67% | 2.363e-43% | 1.606e-28% | 6.605e-19% | 1.572e-12% | 3.06e-08% | 2.439e-05% | 0.002201% | 0.04369% | 0.2972% | 0.9397% | 1.708% | 2.074% | 1.876% | 1.369% | 0.8539% | 0.4756% | 0.2443% | 0.1186%
[5 empty] | 28450.2563 | 2000 | 2000 | 2000 | 19.4 | 0% | 0% | 0% | 0% | 6.185e-180% | 3.27e-108% | 4.129e-68% | 4.012e-44% | 4.475e-29% | 2.593e-19% | 7.885e-13% | 1.837e-08% | 1.675e-05% | 0.001676% | 0.03601% | 0.2608% | 0.8663% | 1.638% | 2.054% | 1.907% | 1.421% | 0.902% | 0.5096% | 0.2648% | 0.1298%
[5 empty] | 28892.4804 | 2000 | 2000 | 2000 | 19.5 | 0% | 0% | 0% | 0% | 1.91e-182% | 7.798e-110% | 3.254e-69% | 6.705e-45% | 1.232e-29% | 1.008e-19% | 3.922e-13% | 1.095e-08% | 1.144e-05% | 0.001269% | 0.02955% | 0.2279% | 0.7959% | 1.566% | 2.028% | 1.933% | 1.472% | 0.9508% | 0.5449% | 0.2866% | 0.1419%
[5 empty] | 29339.2635 | 2000 | 2000 | 2000 | 19.6 | 0% | 0% | 0% | 0% | 5.669e-185% | 1.809e-111% | 2.512e-70% | 1.103e-45% | 3.349e-30% | 3.878e-20% | 1.935e-13% | 6.482e-09% | 7.762e-06% | 0.0009559% | 0.02414% | 0.1984% | 0.7287% | 1.493% | 1.998% | 1.955% | 1.521% | 1% | 0.5816% | 0.3096% | 0.1548%
[5 empty] | 29790.6289 | 2000 | 2000 | 2000 | 19.7 | 0% | 0% | 0% | 0% | 1.616e-187% | 4.08e-113% | 1.901e-71% | 1.787e-46% | 8.992e-31% | 1.477e-20% | 9.466e-14% | 3.811e-09% | 5.237e-06% | 0.0007165% | 0.01963% | 0.172% | 0.6648% | 1.419% | 1.962% | 1.972% | 1.568% | 1.05% | 0.6197% | 0.3339% | 0.1687%
[5 empty] | 30246.6001 | 2000 | 2000 | 2000 | 19.8 | 0% | 0% | 0% | 0% | 4.428e-190% | 8.951e-115% | 1.409e-72% | 2.849e-47% | 2.385e-31% | 5.573e-21% | 4.593e-14% | 2.225e-09% | 3.512e-06% | 0.0005344% | 0.01589% | 0.1486% | 0.6045% | 1.344% | 1.922% | 1.985% | 1.614% | 1.1% | 0.6589% | 0.3595% | 0.1834%
[5 empty] | 30707.2003 | 2000 | 2000 | 2000 | 19.9 | 0% | 0% | 0% | 0% | 1.165e-192% | 1.91e-116% | 1.023e-73% | 4.473e-48% | 6.248e-32% | 2.081e-21% | 2.21e-14% | 1.29e-09% | 2.342e-06% | 0.0003965% | 0.01281% | 0.1278% | 0.5477% | 1.27% | 1.877% | 1.992% | 1.656% | 1.15% | 0.6994% | 0.3863% | 0.1992%
[5 empty] | 31172.4531 | 2000 | 2000 | 2000 | 20 | 0% | 0% | 0% | 0% | 2.947e-195% | 3.964e-118% | 7.281e-75% | 6.913e-49% | 1.617e-32% | 7.695e-22% | 1.055e-14% | 7.426e-10% | 1.552e-06% | 0.0002927% | 0.01028% | 0.1096% | 0.4946% | 1.196% | 1.828% | 1.995% | 1.696% | 1.2% | 0.7409% | 0.4145% | 0.216%
[5 empty] | 31642.3817 | 2000 | 2000 | 2000 | 20.1 | 0% | 0% | 0% | 0% | 7.161e-198% | 8.002e-120% | 5.076e-76% | 1.052e-49% | 4.132e-33% | 2.817e-22% | 4.993e-15% | 4.246e-10% | 1.023e-06% | 0.0002149% | 0.008215% | 0.09352% | 0.445% | 1.122% | 1.776% | 1.992% | 1.733% | 1.249% | 0.7834% | 0.4439% | 0.2338%
[5 empty] | 32117.0096 | 2000 | 2000 | 2000 | 20.2 | 0% | 0% | 0% | 0% | 1.672e-200% | 1.571e-121% | 3.468e-77% | 1.576e-50% | 1.043e-33% | 1.021e-22% | 2.344e-15% | 2.411e-10% | 6.7e-07% | 0.000157% | 0.006534% | 0.07953% | 0.3991% | 1.05% | 1.72% | 1.985% | 1.767% | 1.298% | 0.8267% | 0.4746% | 0.2526%
[5 empty] | 32596.3601 | 2000 | 2000 | 2000 | 20.3 | 0% | 0% | 0% | 0% | 3.749e-203% | 3e-123% | 2.321e-78% | 2.324e-51% | 2.601e-34% | 3.662e-23% | 1.091e-15% | 1.359e-10% | 4.363e-07% | 0.0001142% | 0.005174% | 0.06736% | 0.3566% | 0.9797% | 1.661% | 1.972% | 1.797% | 1.345% | 0.8708% | 0.5065% | 0.2726%
[5 empty] | 33080.4566 | 2000 | 2000 | 2000 | 20.4 | 0% | 0% | 0% | 0% | 8.079e-206% | 5.571e-125% | 1.522e-79% | 3.374e-52% | 6.406e-35% | 1.301e-23% | 5.039e-16% | 7.612e-11% | 2.824e-07% | 8.257e-05% | 0.004079% | 0.05683% | 0.3176% | 0.9112% | 1.601% | 1.955% | 1.824% | 1.392% | 0.9156% | 0.5397% | 0.2936%
[5 empty] | 33569.3225 | 2000 | 2000 | 2000 | 20.5 | 0% | 0% | 0% | 0% | 1.673e-208% | 1.006e-126% | 9.78e-81% | 4.823e-53% | 1.558e-35% | 4.575e-24% | 2.308e-16% | 4.233e-11% | 1.817e-07% | 5.942e-05% | 0.003202% | 0.04777% | 0.2819% | 0.8448% | 1.538% | 1.933% | 1.847% | 1.437% | 0.9608% | 0.574% | 0.3158%
[5 empty] | 34062.9812 | 2000 | 2000 | 2000 | 20.6 | 0% | 0% | 0% | 0% | 3.328e-211% | 1.768e-128% | 6.157e-82% | 6.788e-54% | 3.745e-36% | 1.593e-24% | 1.048e-16% | 2.338e-11% | 1.163e-07% | 4.254e-05% | 0.002502% | 0.03999% | 0.2493% | 0.7809% | 1.473% | 1.907% | 1.866% | 1.481% | 1.006% | 0.6094% | 0.3391%
[5 empty] | 34561.456 | 2000 | 2000 | 2000 | 20.7 | 0% | 0% | 0% | 0% | 6.36e-214% | 3.021e-130% | 3.798e-83% | 9.404e-55% | 8.888e-37% | 5.492e-25% | 4.721e-17% | 1.282e-11% | 7.393e-08% | 3.03e-05% | 0.001946% | 0.03335% | 0.2197% | 0.7195% | 1.407% | 1.876% | 1.88% | 1.523% | 1.052% | 0.6459% | 0.3635%
[5 empty] | 35064.7703 | 2000 | 2000 | 2000 | 20.8 | 0% | 0% | 0% | 0% | 1.168e-216% | 5.02e-132% | 2.295e-84% | 1.283e-55% | 2.083e-37% | 1.874e-25% | 2.109e-17% | 6.983e-12% | 4.674e-08% | 2.147e-05% | 0.001507% | 0.0277% | 0.193% | 0.661% | 1.34% | 1.841% | 1.891% | 1.563% | 1.098% | 0.6834% | 0.3891%
[5 empty] | 35572.9475 | 2000 | 2000 | 2000 | 20.9 | 0% | 0% | 0% | 0% | 2.06e-219% | 8.114e-134% | 1.359e-85% | 1.722e-56% | 4.824e-38% | 6.334e-26% | 9.345e-18% | 3.777e-12% | 2.937e-08% | 1.514e-05% | 0.001162% | 0.02292% | 0.1689% | 0.6053% | 1.274% | 1.803% | 1.898% | 1.6% | 1.143% | 0.7218% | 0.4158%
[5 empty] | 36086.011 | 2000 | 2000 | 2000 | 21 | 0% | 0% | 0% | 0% | 3.493e-222% | 1.276e-135% | 7.887e-87% | 2.277e-57% | 1.103e-38% | 2.119e-26% | 4.106e-18% | 2.029e-12% | 1.835e-08% | 1.062e-05% | 0.0008922% | 0.01889% | 0.1473% | 0.5527% | 1.207% | 1.76% | 1.9% | 1.635% | 1.188% | 0.761% | 0.4437%
[5 empty] | 36603.9842 | 2000 | 2000 | 2000 | 21.1 | 0% | 0% | 0% | 0% | 5.688e-225% | 1.95e-137% | 4.484e-88% | 2.964e-58% | 2.492e-39% | 7.018e-27% | 1.79e-18% | 1.082e-12% | 1.14e-08% | 7.411e-06% | 0.0006818% | 0.01551% | 0.1281% | 0.503% | 1.14% | 1.715% | 1.898% | 1.668% | 1.233% | 0.801% | 0.4726%
[5 empty] | 37126.8904 | 2000 | 2000 | 2000 | 21.2 | 0% | 0% | 0% | 0% | 8.901e-228% | 2.901e-139% | 2.498e-89% | 3.797e-59% | 5.561e-40% | 2.301e-27% | 7.735e-19% | 5.732e-13% | 7.036e-09% | 5.146e-06% | 0.0005188% | 0.01268% | 0.1109% | 0.4564% | 1.074% | 1.666% | 1.891% | 1.697% | 1.277% | 0.8417% | 0.5027%
[5 empty] | 37654.753 | 2000 | 2000 | 2000 | 21.3 | 0% | 0% | 0% | 0% | 1.338e-230% | 4.195e-141% | 1.363e-90% | 4.79e-60% | 1.226e-40% | 7.471e-28% | 3.316e-19% | 3.015e-13% | 4.318e-09% | 3.555e-06% | 0.000393% | 0.01033% | 0.09576% | 0.4128% | 1.009% | 1.615% | 1.88% | 1.724% | 1.32% | 0.8828% | 0.5337%
[5 empty] | 38187.5955 | 2000 | 2000 | 2000 | 21.4 | 0% | 0% | 0% | 0% | 1.933e-233% | 5.902e-143% | 7.289e-92% | 5.949e-61% | 2.668e-41% | 2.401e-28% | 1.41e-19% | 1.575e-13% | 2.635e-09% | 2.443e-06% | 0.0002963% | 0.008382% | 0.08238% | 0.3723% | 0.9455% | 1.561% | 1.866% | 1.747% | 1.362% | 0.9244% | 0.5658%
[5 empty] | 38725.4411 | 2000 | 2000 | 2000 | 21.5 | 0% | 0% | 0% | 0% | 2.683e-236% | 8.075e-145% | 3.819e-93% | 7.274e-62% | 5.737e-42% | 7.642e-29% | 5.943e-20% | 8.172e-14% | 1.598e-09% | 1.671e-06% | 0.0002225% | 0.006775% | 0.07062% | 0.3347% | 0.8835% | 1.506% | 1.847% | 1.767% | 1.402% | 0.9662% | 0.5989%
[5 empty] | 39268.3132 | 2000 | 2000 | 2000 | 21.6 | 0% | 0% | 0% | 0% | 3.577e-239% | 1.075e-146% | 1.96e-94% | 8.755e-63% | 1.218e-42% | 2.408e-29% | 2.485e-20% | 4.21e-14% | 9.636e-10% | 1.137e-06% | 0.0001663% | 0.005454% | 0.06033% | 0.2999% | 0.8232% | 1.448% | 1.824% | 1.784% | 1.441% | 1.008% | 0.6329%
[5 empty] | 39816.2354 | 2000 | 2000 | 2000 | 21.7 | 0% | 0% | 0% | 0% | 4.583e-242% | 1.391e-148% | 9.86e-96% | 1.038e-63% | 2.556e-43% | 7.51e-30% | 1.031e-20% | 2.154e-14% | 5.776e-10% | 7.693e-07% | 0.0001237% | 0.004374% | 0.05137% | 0.268% | 0.765% | 1.39% | 1.797% | 1.797% | 1.478% | 1.05% | 0.6677%
[5 empty] | 40369.2308 | 2000 | 2000 | 2000 | 21.8 | 0% | 0% | 0% | 0% | 5.641e-245% | 1.751e-150% | 4.859e-97% | 1.21e-64% | 5.296e-44% | 2.319e-30% | 4.239e-21% | 1.094e-14% | 3.441e-10% | 5.18e-07% | 9.166e-05% | 0.003494% | 0.04358% | 0.2387% | 0.7089% | 1.33% | 1.767% | 1.806% | 1.514% | 1.092% | 0.7034%
[5 empty] | 40927.3229 | 2000 | 2000 | 2000 | 21.9 | 0% | 0% | 0% | 0% | 6.672e-248% | 2.143e-152% | 2.346e-98% | 1.39e-65% | 1.084e-44% | 7.091e-31% | 1.729e-21% | 5.523e-15% | 2.039e-10% | 3.471e-07% | 6.761e-05% | 0.00278% | 0.03685% | 0.212% | 0.6551% | 1.27% | 1.733% | 1.812% | 1.547% | 1.134% | 0.7397%
[5 empty] | 41490.5351 | 2000 | 2000 | 2000 | 22 | 0% | 0% | 0% | 0% | 7.581e-251% | 2.552e-154% | 1.11e-99% | 1.572e-66% | 2.191e-45% | 2.146e-31% | 6.995e-22% | 2.767e-15% | 1.2e-10% | 2.313e-07% | 4.964e-05% | 0.002204% | 0.03105% | 0.1876% | 0.6037% | 1.21% | 1.696% | 1.813% | 1.578% | 1.175% | 0.7767%
[5 empty] | 42058.8907 | 2000 | 2000 | 2000 | 22.1 | 0% | 0% | 0% | 0% | 8.276e-254% | 2.956e-156% | 5.146e-101% | 1.75e-67% | 4.375e-46% | 6.433e-32% | 2.807e-22% | 1.377e-15% | 7.027e-11% | 1.534e-07% | 3.629e-05% | 0.00174% | 0.02607% | 0.1656% | 0.5548% | 1.149% | 1.656% | 1.812% | 1.607% | 1.215% | 0.8143%
[5 empty] | 42632.4132 | 2000 | 2000 | 2000 | 22.2 | 0% | 0% | 0% | 0% | 8.681e-257% | 3.33e-158% | 2.337e-102% | 1.918e-68% | 8.627e-47% | 1.909e-32% | 1.117e-22% | 6.805e-16% | 4.089e-11% | 1.012e-07% | 2.641e-05% | 0.001368% | 0.02181% | 0.1457% | 0.5084% | 1.089% | 1.614% | 1.806% | 1.633% | 1.255% | 0.8523%
[5 empty] | 43211.1259 | 2000 | 2000 | 2000 | 22.3 | 0% | 0% | 0% | 0% | 8.749e-260% | 3.648e-160% | 1.04e-103% | 2.07e-69% | 1.681e-47% | 5.607e-33% | 4.408e-23% | 3.34e-16% | 2.365e-11% | 6.645e-08% | 1.913e-05% | 0.001072% | 0.01819% | 0.1278% | 0.4646% | 1.03% | 1.568% | 1.797% | 1.656% | 1.293% | 0.8906%
[5 empty] | 43795.0522 | 2000 | 2000 | 2000 | 22.4 | 0% | 0% | 0% | 0% | 8.471e-263% | 3.887e-162% | 4.535e-105% | 2.198e-70% | 3.234e-48% | 1.631e-33% | 1.725e-23% | 1.628e-16% | 1.36e-11% | 4.34e-08% | 1.38e-05% | 0.0008364% | 0.01512% | 0.1117% | 0.4235% | 0.9709% | 1.521% | 1.784% | 1.677% | 1.331% | 0.9292%
[5 empty] | 44384.2155 | 2000 | 2000 | 2000 | 22.5 | 0% | 0% | 0% | 0% | 7.881e-266% | 4.029e-164% | 1.937e-106% | 2.299e-71% | 6.145e-49% | 4.695e-34% | 6.697e-24% | 7.878e-17% | 7.777e-12% | 2.82e-08% | 9.911e-06% | 0.0006501% | 0.01252% | 0.09738% | 0.3849% | 0.9132% | 1.472% | 1.767% | 1.694% | 1.367% | 0.9679%
[5 empty] | 44978.6391 | 2000 | 2000 | 2000 | 22.6 | 0% | 0% | 0% | 0% | 7.044e-269% | 4.061e-166% | 8.109e-108% | 2.367e-72% | 1.154e-49% | 1.338e-34% | 2.578e-24% | 3.786e-17% | 4.42e-12% | 1.823e-08% | 7.086e-06% | 0.0005034% | 0.01033% | 0.08462% | 0.3488% | 0.8568% | 1.421% | 1.747% | 1.708% | 1.402% | 1.007%
[5 empty] | 45578.3464 | 2000 | 2000 | 2000 | 22.7 | 0% | 0% | 0% | 0% | 6.049e-272% | 3.981e-168% | 3.326e-109% | 2.399e-73% | 2.139e-50% | 3.778e-35% | 9.844e-25% | 1.807e-17% | 2.497e-12% | 1.173e-08% | 5.044e-06% | 0.0003882% | 0.008497% | 0.07331% | 0.3153% | 0.8019% | 1.369% | 1.724% | 1.72% | 1.435% | 1.045%
[5 empty] | 46183.3609 | 2000 | 2000 | 2000 | 22.8 | 0% | 0% | 0% | 0% | 4.991e-275% | 3.796e-170% | 1.336e-110% | 2.394e-74% | 3.917e-51% | 1.056e-35% | 3.728e-25% | 8.566e-18% | 1.402e-12% | 7.503e-09% | 3.574e-06% | 0.0002982% | 0.006964% | 0.06331% | 0.2842% | 0.7486% | 1.316% | 1.697% | 1.728% | 1.467% | 1.083%
[5 empty] | 46793.7058 | 2000 | 2000 | 2000 | 22.9 | 0% | 0% | 0% | 0% | 3.957e-278% | 3.52e-172% | 5.262e-112% | 2.352e-75% | 7.085e-52% | 2.92e-36% | 1.4e-25% | 4.032e-18% | 7.829e-13% | 4.777e-09% | 2.521e-06% | 0.0002282% | 0.005688% | 0.05451% | 0.2554% | 0.6972% | 1.262% | 1.668% | 1.733% | 1.497% | 1.121%
[5 empty] | 47409.4046 | 2000 | 2000 | 2000 | 23 | 0% | 0% | 0% | 0% | 3.014e-281% | 3.175e-174% | 2.03e-113% | 2.275e-76% | 1.266e-52% | 7.999e-37% | 5.214e-26% | 1.885e-18% | 4.345e-13% | 3.026e-09% | 1.771e-06% | 0.000174% | 0.004629% | 0.04679% | 0.2289% | 0.6476% | 1.207% | 1.635% | 1.735% | 1.524% | 1.159%
[5 empty] | 48030.4807 | 2000 | 2000 | 2000 | 23.1 | 0% | 0% | 0% | 0% | 2.206e-284% | 2.786e-176% | 7.672e-115% | 2.166e-77% | 2.234e-53% | 2.169e-37% | 1.926e-26% | 8.751e-19% | 2.397e-13% | 1.907e-09% | 1.238e-06% | 0.0001321% | 0.003755% | 0.04003% | 0.2046% | 0.6% | 1.152% | 1.6% | 1.733% | 1.549% | 1.195%
[5 empty] | 48656.9574 | 2000 | 2000 | 2000 | 23.2 | 0% | 0% | 0% | 0% | 1.551e-287% | 2.377e-178% | 2.841e-116% | 2.031e-78% | 3.894e-54% | 5.823e-38% | 7.057e-27% | 4.035e-19% | 1.315e-13% | 1.196e-09% | 8.62e-07% | 9.99e-05% | 0.003035% | 0.03415% | 0.1824% | 0.5546% | 1.097% | 1.563% | 1.728% | 1.572% | 1.231%
[5 empty] | 49288.8581 | 2000 | 2000 | 2000 | 23.3 | 0% | 0% | 0% | 0% | 1.048e-290% | 1.972e-180% | 1.031e-117% | 1.874e-79% | 6.705e-55% | 1.548e-38% | 2.564e-27% | 1.847e-19% | 7.17e-14% | 7.458e-10% | 5.974e-07% | 7.526e-05% | 0.002445% | 0.02904% | 0.1622% | 0.5113% | 1.043% | 1.523% | 1.72% | 1.593% | 1.266%
[5 empty] | 49926.2061 | 2000 | 2000 | 2000 | 23.4 | 0% | 0% | 0% | 0% | 6.799e-294% | 1.592e-182% | 3.666e-119% | 1.703e-80% | 1.14e-55% | 4.073e-39% | 9.24e-28% | 8.398e-20% | 3.886e-14% | 4.628e-10% | 4.122e-07% | 5.648e-05% | 0.001963% | 0.02462% | 0.1438% | 0.4702% | 0.9887% | 1.481% | 1.708% | 1.611% | 1.3%
[5 empty] | 50569.025 | 2000 | 2000 | 2000 | 23.5 | 0% | 0% | 0% | 0% | 4.24e-297% | 1.25e-184% | 1.277e-120% | 1.523e-81% | 1.915e-56% | 1.061e-39% | 3.302e-28% | 3.792e-20% | 2.094e-14% | 2.858e-10% | 2.831e-07% | 4.222e-05% | 0.00157% | 0.02081% | 0.1271% | 0.4314% | 0.9353% | 1.437% | 1.694% | 1.627% | 1.333%
[5 empty] | 51217.338 | 2000 | 2000 | 2000 | 23.6 | 0% | 0% | 0% | 0% | 2.54e-300% | 9.542e-187% | 4.358e-122% | 1.341e-82% | 3.178e-57% | 2.738e-40% | 1.17e-28% | 1.7e-20% | 1.122e-14% | 1.756e-10% | 1.936e-07% | 3.143e-05% | 0.001252% | 0.01753% | 0.112% | 0.3948% | 0.8827% | 1.392% | 1.677% | 1.639% | 1.364%
[5 empty] | 51871.1685 | 2000 | 2000 | 2000 | 23.7 | 0% | 0% | 0% | 0% | 1.462e-303% | 7.086e-189% | 1.457e-123% | 1.163e-83% | 5.207e-58% | 6.991e-41% | 4.115e-29% | 7.571e-21% | 5.973e-15% | 1.073e-10% | 1.318e-07% | 2.331e-05% | 0.0009944% | 0.01473% | 0.09849% | 0.3603% | 0.8313% | 1.345% | 1.656% | 1.649% | 1.394%
[5 empty] | 52530.5399 | 2000 | 2000 | 2000 | 23.8 | 0% | 0% | 0% | 0% | 0% | 5.118e-191% | 4.775e-125% | 9.927e-85% | 8.429e-59% | 1.768e-41% | 1.435e-29% | 3.348e-21% | 3.162e-15% | 6.525e-11% | 8.935e-08% | 1.722e-05% | 0.0007872% | 0.01233% | 0.08635% | 0.3281% | 0.781% | 1.298% | 1.633% | 1.656% | 1.422%
[5 empty] | 53195.4756 | 2000 | 2000 | 2000 | 23.9 | 0% | 0% | 0% | 0% | 0% | 3.595e-193% | 1.533e-126% | 8.342e-86% | 1.348e-59% | 4.425e-42% | 4.96e-30% | 1.47e-21% | 1.664e-15% | 3.947e-11% | 6.029e-08% | 1.268e-05% | 0.0006211% | 0.0103% | 0.07549% | 0.298% | 0.7321% | 1.249% | 1.607% | 1.661% | 1.449%
[5 empty] | 53865.999 | 2000 | 2000 | 2000 | 24 | 0% | 0% | 0% | 0% | 0% | 2.456e-195% | 4.822e-128% | 6.901e-87% | 2.128e-60% | 1.097e-42% | 1.701e-30% | 6.412e-22% | 8.704e-16% | 2.376e-11% | 4.051e-08% | 9.292e-06% | 0.0004883% | 0.008568% | 0.06582% | 0.27% | 0.6848% | 1.2% | 1.578% | 1.662% | 1.473%
[5 empty] | 54542.1334 | 2000 | 2000 | 2000 | 24.1 | 0% | 0% | 0% | 0% | 0% | 1.632e-197% | 1.486e-129% | 5.621e-88% | 3.319e-61% | 2.691e-43% | 5.785e-31% | 2.777e-22% | 4.527e-16% | 1.423e-11% | 2.709e-08% | 6.785e-06% | 0.0003826% | 0.007109% | 0.05723% | 0.244% | 0.639% | 1.15% | 1.547% | 1.661% | 1.496%
[5 empty] | 55223.9022 | 2000 | 2000 | 2000 | 24.2 | 0% | 0% | 0% | 0% | 0% | 1.055e-199% | 4.488e-131% | 4.507e-89% | 5.114e-62% | 6.536e-44% | 1.951e-31% | 1.194e-22% | 2.34e-16% | 8.477e-12% | 1.804e-08% | 4.935e-06% | 0.0002988% | 0.00588% | 0.04962% | 0.2199% | 0.5949% | 1.1% | 1.514% | 1.656% | 1.516%
[5 empty] | 55911.3288 | 2000 | 2000 | 2000 | 24.3 | 0% | 0% | 0% | 0% | 0% | 6.63e-202% | 1.328e-132% | 3.558e-90% | 7.782e-63% | 1.572e-44% | 6.527e-32% | 5.101e-23% | 1.203e-16% | 5.025e-12% | 1.196e-08% | 3.575e-06% | 0.0002325% | 0.004848% | 0.0429% | 0.1978% | 0.5527% | 1.05% | 1.478% | 1.649% | 1.534%
[5 empty] | 56604.4366 | 2000 | 2000 | 2000 | 24.4 | 0% | 0% | 0% | 0% | 0% | 4.054e-204% | 3.85e-134% | 2.765e-91% | 1.17e-63% | 3.743e-45% | 2.166e-32% | 2.164e-23% | 6.144e-17% | 2.963e-12% | 7.892e-09% | 2.58e-06% | 0.0001803% | 0.003985% | 0.03699% | 0.1774% | 0.5122% | 1% | 1.441% | 1.639% | 1.55%
[5 empty] | 57303.249 | 2000 | 2000 | 2000 | 24.5 | 0% | 0% | 0% | 0% | 0% | 2.41e-206% | 1.093e-135% | 2.116e-92% | 1.737e-64% | 8.825e-46% | 7.126e-33% | 9.115e-24% | 3.121e-17% | 1.739e-12% | 5.186e-09% | 1.855e-06% | 0.0001393% | 0.003266% | 0.03181% | 0.1587% | 0.4737% | 0.9508% | 1.402% | 1.627% | 1.564%
[5 empty] | 58007.7893 | 2000 | 2000 | 2000 | 24.6 | 0% | 0% | 0% | 0% | 0% | 1.394e-208% | 3.043e-137% | 1.594e-93% | 2.547e-65% | 2.06e-46% | 2.325e-33% | 3.813e-24% | 1.576e-17% | 1.015e-12% | 3.392e-09% | 1.328e-06% | 0.0001073% | 0.002668% | 0.02728% | 0.1416% | 0.4371% | 0.902% | 1.362% | 1.611% | 1.575%
[5 empty] | 58718.0809 | 2000 | 2000 | 2000 | 24.7 | 0% | 0% | 0% | 0% | 0% | 7.841e-211% | 8.298e-139% | 1.182e-94% | 3.689e-66% | 4.76e-47% | 7.526e-34% | 1.584e-24% | 7.908e-18% | 5.895e-13% | 2.209e-09% | 9.474e-07% | 8.233e-05% | 0.002173% | 0.02333% | 0.1261% | 0.4023% | 0.8539% | 1.32% | 1.593% | 1.584%
[5 empty] | 59434.1472 | 2000 | 2000 | 2000 | 24.8 | 0% | 0% | 0% | 0% | 0% | 4.29e-213% | 2.217e-140% | 8.628e-96% | 5.277e-67% | 1.089e-47% | 2.416e-34% | 6.534e-25% | 3.945e-18% | 3.406e-13% | 1.432e-09% | 6.731e-07% | 6.296e-05% | 0.001764% | 0.01989% | 0.112% | 0.3695% | 0.8068% | 1.277% | 1.572% | 1.591%
[5 empty] | 60156.0116 | 2000 | 2000 | 2000 | 24.9 | 0% | 0% | 0% | 0% | 0% | 2.282e-215% | 5.803e-142% | 6.201e-97% | 7.458e-68% | 2.466e-48% | 7.69e-35% | 2.677e-25% | 1.957e-18% | 1.958e-13% | 9.245e-10% | 4.764e-07% | 4.799e-05% | 0.001428% | 0.01692% | 0.09919% | 0.3387% | 0.7606% | 1.233% | 1.549% | 1.594%
[5 empty] | 60883.6975 | 2000 | 2000 | 2000 | 25 | 0% | 0% | 0% | 0% | 0% | 1.181e-217% | 1.488e-143% | 4.388e-98% | 1.041e-68% | 5.531e-49% | 2.428e-35% | 1.089e-25% | 9.649e-19% | 1.12e-13% | 5.941e-10% | 3.358e-07% | 3.645e-05% | 0.001152% | 0.01434% | 0.08764% | 0.3096% | 0.7157% | 1.188% | 1.524% | 1.596%
[5 empty] | 61617.2282 | 2000 | 2000 | 2000 | 25.1 | 0% | 0% | 0% | 0% | 0% | 5.946e-220% | 3.741e-145% | 3.057e-99% | 1.435e-69% | 1.228e-49% | 7.603e-36% | 4.401e-26% | 4.73e-19% | 6.374e-14% | 3.801e-10% | 2.358e-07% | 2.759e-05% | 0.0009271% | 0.01213% | 0.07725% | 0.2825% | 0.6719% | 1.143% | 1.497% | 1.594%
[5 empty] | 62356.6271 | 2000 | 2000 | 2000 | 25.2 | 0% | 0% | 0% | 0% | 0% | 2.911e-222% | 9.21e-147% | 2.097e-100% | 1.954e-70% | 2.699e-50% | 2.361e-36% | 1.766e-26% | 2.305e-19% | 3.609e-14% | 2.421e-10% | 1.65e-07% | 2.081e-05% | 0.0007435% | 0.01023% | 0.06791% | 0.2571% | 0.6296% | 1.098% | 1.467% | 1.591%
[5 empty] | 63101.9175 | 2000 | 2000 | 2000 | 25.3 | 0% | 0% | 0% | 0% | 0% | 1.386e-224% | 2.222e-148% | 1.416e-101% | 2.628e-71% | 5.874e-51% | 7.272e-37% | 7.036e-27% | 1.116e-19% | 2.033e-14% | 1.535e-10% | 1.149e-07% | 1.564e-05% | 0.0005944% | 0.008605% | 0.05956% | 0.2335% | 0.5887% | 1.052% | 1.435% | 1.584%
[5 empty] | 63853.123 | 2000 | 2000 | 2000 | 25.4 | 0% | 0% | 0% | 0% | 0% | 6.418e-227% | 5.252e-150% | 9.41e-103% | 3.492e-72% | 1.266e-51% | 2.221e-37% | 2.784e-27% | 5.376e-20% | 1.139e-14% | 9.69e-11% | 7.977e-08% | 1.172e-05% | 0.0004738% | 0.007217% | 0.0521% | 0.2115% | 0.5493% | 1.006% | 1.402% | 1.575%
[5 empty] | 64610.2668 | 2000 | 2000 | 2000 | 25.5 | 0% | 0% | 0% | 0% | 0% | 2.891e-229% | 1.216e-151% | 6.158e-104% | 4.582e-73% | 2.7e-52% | 6.729e-38% | 1.094e-27% | 2.573e-20% | 6.352e-15% | 6.09e-11% | 5.514e-08% | 8.745e-06% | 0.0003765% | 0.006036% | 0.04547% | 0.1912% | 0.5116% | 0.9608% | 1.367% | 1.564%
[5 empty] | 65373.3724 | 2000 | 2000 | 2000 | 25.6 | 0% | 0% | 0% | 0% | 0% | 1.266e-231% | 2.761e-153% | 3.968e-105% | 5.939e-74% | 5.701e-53% | 2.022e-38% | 4.269e-28% | 1.225e-20% | 3.523e-15% | 3.81e-11% | 3.797e-08% | 6.506e-06% | 0.0002982% | 0.005034% | 0.03958% | 0.1725% | 0.4754% | 0.9156% | 1.331% | 1.55%
[5 empty] | 66142.463 | 2000 | 2000 | 2000 | 25.7 | 0% | 0% | 0% | 0% | 0% | 5.395e-234% | 6.138e-155% | 2.517e-106% | 7.603e-75% | 1.192e-53% | 6.024e-39% | 1.655e-28% | 5.793e-21% | 1.945e-15% | 2.374e-11% | 2.605e-08% | 4.823e-06% | 0.0002355% | 0.004187% | 0.03436% | 0.1552% | 0.4408% | 0.8708% | 1.293% | 1.534%
[5 empty] | 66917.5622 | 2000 | 2000 | 2000 | 25.8 | 0% | 0% | 0% | 0% | 0% | 2.236e-236% | 1.337e-156% | 1.572e-107% | 9.614e-76% | 2.468e-54% | 1.78e-39% | 6.368e-29% | 2.724e-21% | 1.068e-15% | 1.472e-11% | 1.78e-08% | 3.563e-06% | 0.0001854% | 0.003473% | 0.02976% | 0.1394% | 0.408% | 0.8267% | 1.255% | 1.516%
[5 empty] | 67698.6932 | 2000 | 2000 | 2000 | 25.9 | 0% | 0% | 0% | 0% | 0% | 9.011e-239% | 2.854e-158% | 9.663e-109% | 1.201e-76% | 5.057e-55% | 5.218e-40% | 2.434e-29% | 1.274e-21% | 5.833e-16% | 9.088e-12% | 1.211e-08% | 2.623e-06% | 0.0001455% | 0.002873% | 0.02571% | 0.1249% | 0.3768% | 0.7834% | 1.215% | 1.496%
[5 empty] | 68485.8795 | 2000 | 2000 | 2000 | 26 | 0% | 0% | 0% | 0% | 0% | 3.532e-241% | 5.969e-160% | 5.848e-110% | 1.481e-77% | 1.026e-55% | 1.517e-40% | 9.238e-30% | 5.919e-22% | 3.17e-16% | 5.586e-12% | 8.213e-09% | 1.925e-06% | 0.0001138% | 0.00237% | 0.02216% | 0.1116% | 0.3473% | 0.7409% | 1.175% | 1.473%
[5 empty] | 69279.1444 | 2000 | 2000 | 2000 | 26.1 | 0% | 0% | 0% | 0% | 0% | 1.347e-243% | 1.223e-161% | 3.485e-111% | 1.805e-78% | 2.061e-56% | 4.372e-41% | 3.482e-30% | 2.735e-22% | 1.714e-16% | 3.419e-12% | 5.546e-09% | 1.407e-06% | 8.88e-05% | 0.001949% | 0.01905% | 0.09953% | 0.3194% | 0.6994% | 1.134% | 1.449%
[5 empty] | 70078.5113 | 2000 | 2000 | 2000 | 26.2 | 0% | 0% | 0% | 0% | 0% | 4.994e-246% | 2.456e-163% | 2.044e-112% | 2.173e-79% | 4.1e-57% | 1.25e-41% | 1.303e-30% | 1.256e-22% | 9.223e-17% | 2.083e-12% | 3.731e-09% | 1.025e-06% | 6.905e-05% | 0.001599% | 0.01633% | 0.08856% | 0.2931% | 0.6589% | 1.092% | 1.422%
[5 empty] | 70884.0036 | 2000 | 2000 | 2000 | 26.3 | 0% | 0% | 0% | 0% | 0% | 1.801e-248% | 4.831e-165% | 1.181e-113% | 2.583e-80% | 8.073e-58% | 3.545e-42% | 4.845e-31% | 5.734e-23% | 4.937e-17% | 1.263e-12% | 2.5e-09% | 7.444e-07% | 5.353e-05% | 0.001308% | 0.01397% | 0.07862% | 0.2685% | 0.6197% | 1.05% | 1.394%
[5 empty] | 71695.6446 | 2000 | 2000 | 2000 | 26.4 | 0% | 0% | 0% | 0% | 0% | 6.318e-251% | 9.311e-167% | 6.713e-115% | 3.033e-81% | 1.574e-58% | 9.969e-43% | 1.789e-31% | 2.603e-23% | 2.629e-17% | 7.628e-13% | 1.668e-09% | 5.387e-07% | 4.137e-05% | 0.001067% | 0.01192% | 0.06964% | 0.2454% | 0.5816% | 1.008% | 1.364%
[5 empty] | 72513.4578 | 2000 | 2000 | 2000 | 26.5 | 0% | 0% | 0% | 0% | 0% | 2.155e-253% | 1.758e-168% | 3.758e-116% | 3.518e-82% | 3.038e-59% | 2.781e-43% | 6.557e-32% | 1.174e-23% | 1.393e-17% | 4.585e-13% | 1.109e-09% | 3.884e-07% | 3.187e-05% | 0.0008682% | 0.01015% | 0.06154% | 0.2239% | 0.5449% | 0.9662% | 1.333%
[5 empty] | 73337.4666 | 2000 | 2000 | 2000 | 26.6 | 0% | 0% | 0% | 0% | 0% | 7.152e-256% | 3.254e-170% | 2.071e-117% | 4.03e-83% | 5.805e-60% | 7.691e-44% | 2.387e-32% | 5.267e-24% | 7.343e-18% | 2.744e-13% | 7.346e-10% | 2.791e-07% | 2.448e-05% | 0.0007044% | 0.008613% | 0.05427% | 0.2038% | 0.5096% | 0.9244% | 1.3%
[5 empty] | 74167.6942 | 2000 | 2000 | 2000 | 26.7 | 0% | 0% | 0% | 0% | 0% | 2.308e-258% | 5.899e-172% | 1.124e-118% | 4.56e-84% | 1.098e-60% | 2.11e-44% | 8.631e-33% | 2.348e-24% | 3.851e-18% | 1.635e-13% | 4.846e-10% | 1.999e-07% | 1.874e-05% | 0.0005699% | 0.007294% | 0.04774% | 0.1851% | 0.4756% | 0.8828% | 1.266%
[5 empty] | 75004.1641 | 2000 | 2000 | 2000 | 26.8 | 0% | 0% | 0% | 0% | 0% | 7.245e-261% | 1.048e-173% | 6.001e-120% | 5.096e-85% | 2.057e-61% | 5.741e-45% | 3.099e-33% | 1.041e-24% | 2.009e-18% | 9.7e-14% | 3.184e-10% | 1.426e-07% | 1.431e-05% | 0.0004598% | 0.006161% | 0.04191% | 0.1678% | 0.443% | 0.8417% | 1.231%
[5 empty] | 75846.8997 | 2000 | 2000 | 2000 | 26.9 | 0% | 0% | 0% | 0% | 0% | 2.212e-263% | 1.824e-175% | 3.156e-121% | 5.626e-86% | 3.815e-62% | 1.549e-45% | 1.105e-33% | 4.587e-25% | 1.043e-18% | 5.729e-14% | 2.084e-10% | 1.014e-07% | 1.089e-05% | 0.0003699% | 0.005191% | 0.0367% | 0.1518% | 0.4119% | 0.801% | 1.195%
[5 empty] | 76695.9243 | 2000 | 2000 | 2000 | 27 | 0% | 0% | 0% | 0% | 0% | 6.567e-266% | 3.11e-177% | 1.634e-122% | 6.134e-87% | 7.004e-63% | 4.146e-46% | 3.913e-34% | 2.009e-25% | 5.387e-19% | 3.368e-14% | 1.359e-10% | 7.19e-08% | 8.26e-06% | 0.0002968% | 0.004363% | 0.03207% | 0.137% | 0.3823% | 0.761% | 1.159%
[5 empty] | 77551.2614 | 2000 | 2000 | 2000 | 27.1 | 0% | 0% | 0% | 0% | 0% | 1.897e-268% | 5.196e-179% | 8.327e-124% | 6.607e-88% | 1.273e-63% | 1.1e-46% | 1.376e-34% | 8.749e-26% | 2.768e-19% | 1.972e-14% | 8.825e-11% | 5.078e-08% | 6.247e-06% | 0.0002375% | 0.003658% | 0.02796% | 0.1235% | 0.3541% | 0.7218% | 1.121%
[5 empty] | 78412.9342 | 2000 | 2000 | 2000 | 27.2 | 0% | 0% | 0% | 0% | 0% | 5.327e-271% | 8.507e-181% | 4.178e-125% | 7.028e-89% | 2.291e-64% | 2.897e-47% | 4.805e-35% | 3.787e-26% | 1.415e-19% | 1.149e-14% | 5.709e-11% | 3.574e-08% | 4.71e-06% | 0.0001895% | 0.00306% | 0.02432% | 0.111% | 0.3274% | 0.6834% | 1.083%
[5 empty] | 79280.9662 | 2000 | 2000 | 2000 | 27.3 | 0% | 0% | 0% | 0% | 0% | 1.455e-273% | 1.365e-182% | 2.064e-126% | 7.385e-90% | 4.082e-65% | 7.562e-48% | 1.666e-35% | 1.63e-26% | 7.199e-20% | 6.666e-15% | 3.679e-11% | 2.507e-08% | 3.54e-06% | 0.0001508% | 0.002552% | 0.0211% | 0.09959% | 0.3021% | 0.6459% | 1.045%
[5 empty] | 80155.3808 | 2000 | 2000 | 2000 | 27.4 | 0% | 0% | 0% | 0% | 0% | 3.867e-276% | 2.145e-184% | 1.004e-127% | 7.664e-91% | 7.201e-66% | 1.958e-48% | 5.738e-36% | 6.972e-27% | 3.643e-20% | 3.85e-15% | 2.361e-11% | 1.752e-08% | 2.653e-06% | 0.0001196% | 0.002124% | 0.01827% | 0.08917% | 0.2783% | 0.6094% | 1.007%
[5 empty] | 81036.2013 | 2000 | 2000 | 2000 | 27.5 | 0% | 0% | 0% | 0% | 0% | 9.992e-279% | 3.302e-186% | 4.806e-129% | 7.857e-92% | 1.258e-66% | 5.028e-49% | 1.963e-36% | 2.965e-27% | 1.834e-20% | 2.214e-15% | 1.51e-11% | 1.221e-08% | 1.982e-06% | 9.467e-05% | 0.001763% | 0.01579% | 0.07967% | 0.2558% | 0.574% | 0.9679%
[5 empty] | 81923.4512 | 2000 | 2000 | 2000 | 27.6 | 0% | 0% | 0% | 0% | 0% | 2.512e-281% | 4.982e-188% | 2.266e-130% | 7.956e-93% | 2.175e-67% | 1.28e-49% | 6.666e-37% | 1.254e-27% | 9.187e-21% | 1.267e-15% | 9.616e-12% | 8.473e-09% | 1.476e-06% | 7.47e-05% | 0.00146% | 0.01361% | 0.07104% | 0.2347% | 0.5397% | 0.9292%
[5 empty] | 82817.1537 | 2000 | 2000 | 2000 | 27.7 | 0% | 0% | 0% | 0% | 0% | 6.14e-284% | 7.365e-190% | 1.051e-131% | 7.956e-94% | 3.723e-68% | 3.234e-50% | 2.248e-37% | 5.268e-28% | 4.578e-21% | 7.223e-16% | 6.1e-12% | 5.861e-09% | 1.096e-06% | 5.879e-05% | 0.001206% | 0.0117% | 0.06321% | 0.215% | 0.5065% | 0.8906%
[5 empty] | 83717.3323 | 2000 | 2000 | 2000 | 27.8 | 0% | 0% | 0% | 0% | 0% | 1.46e-286% | 1.067e-191% | 4.804e-133% | 7.86e-95% | 6.309e-69% | 8.102e-51% | 7.531e-38% | 2.201e-28% | 2.27e-21% | 4.099e-16% | 3.855e-12% | 4.04e-09% | 8.109e-07% | 4.613e-05% | 0.0009933% | 0.01004% | 0.05613% | 0.1965% | 0.4746% | 0.8523%
[5 empty] | 84624.0104 | 2000 | 2000 | 2000 | 27.9 | 0% | 0% | 0% | 0% | 0% | 3.376e-289% | 1.514e-193% | 2.161e-134% | 7.669e-96% | 1.059e-69% | 2.013e-51% | 2.505e-38% | 9.141e-29% | 1.12e-21% | 2.315e-16% | 2.427e-12% | 2.776e-09% | 5.983e-07% | 3.61e-05% | 0.0008163% | 0.008598% | 0.04974% | 0.1793% | 0.4439% | 0.8143%
[5 empty] | 85537.2113 | 2000 | 2000 | 2000 | 28 | 0% | 0% | 0% | 0% | 0% | 7.592e-292% | 2.105e-195% | 9.567e-136% | 7.391e-97% | 1.759e-70% | 4.959e-52% | 8.275e-39% | 3.774e-29% | 5.496e-22% | 1.302e-16% | 1.521e-12% | 1.9e-09% | 4.401e-07% | 2.818e-05% | 0.0006692% | 0.007344% | 0.04399% | 0.1633% | 0.4145% | 0.7767%
[5 empty] | 86456.9584 | 2000 | 2000 | 2000 | 28.1 | 0% | 0% | 0% | 0% | 0% | 1.661e-294% | 2.868e-197% | 4.171e-137% | 7.036e-98% | 2.893e-71% | 1.212e-52% | 2.715e-39% | 1.549e-29% | 2.684e-22% | 7.291e-17% | 9.502e-13% | 1.297e-09% | 3.227e-07% | 2.193e-05% | 0.0005472% | 0.006259% | 0.03882% | 0.1484% | 0.3863% | 0.7397%
[5 empty] | 87383.2752 | 2000 | 2000 | 2000 | 28.2 | 0% | 0% | 0% | 0% | 0% | 3.533e-297% | 3.829e-199% | 1.79e-138% | 6.615e-99% | 4.71e-72% | 2.937e-53% | 8.844e-40% | 6.321e-30% | 1.304e-22% | 4.064e-17% | 5.912e-13% | 8.815e-10% | 2.359e-07% | 1.702e-05% | 0.0004463% | 0.005322% | 0.03419% | 0.1347% | 0.3595% | 0.7034%
[5 empty] | 88316.1849 | 2000 | 2000 | 2000 | 28.3 | 0% | 0% | 0% | 0% | 0% | 7.311e-300% | 5.008e-201% | 7.564e-140% | 6.144e-100% | 7.594e-73% | 7.06e-54% | 2.861e-40% | 2.564e-30% | 6.302e-23% | 2.255e-17% | 3.664e-13% | 5.973e-10% | 1.72e-07% | 1.317e-05% | 0.0003631% | 0.004515% | 0.03005% | 0.1219% | 0.3339% | 0.6677%
[5 empty] | 89255.7109 | 2000 | 2000 | 2000 | 28.4 | 0% | 0% | 0% | 0% | 0% | 1.471e-302% | 6.417e-203% | 3.146e-141% | 5.636e-101% | 1.212e-73% | 1.683e-54% | 9.193e-41% | 1.034e-30% | 3.03e-23% | 1.246e-17% | 2.261e-13% | 4.033e-10% | 1.249e-07% | 1.017e-05% | 0.0002947% | 0.003822% | 0.02635% | 0.1102% | 0.3096% | 0.6329%
[5 empty] | 90201.8767 | 2000 | 2000 | 2000 | 28.5 | 0% | 0% | 0% | 0% | 0% | 2.88e-305% | 8.057e-205% | 1.289e-142% | 5.106e-102% | 1.915e-74% | 3.979e-55% | 2.933e-41% | 4.143e-31% | 1.45e-23% | 6.853e-18% | 1.391e-13% | 2.714e-10% | 9.049e-08% | 7.825e-06% | 0.0002386% | 0.003228% | 0.02306% | 0.09942% | 0.2866% | 0.5989%
[5 empty] | 91154.7056 | 2000 | 2000 | 2000 | 28.6 | 0% | 0% | 0% | 0% | 0% | 0% | 9.913e-207% | 5.196e-144% | 4.57e-103% | 2.997e-75% | 9.329e-56% | 9.294e-42% | 1.651e-31% | 6.901e-24% | 3.753e-18% | 8.517e-14% | 1.82e-10% | 6.534e-08% | 6.006e-06% | 0.0001927% | 0.00272% | 0.02014% | 0.08952% | 0.2648% | 0.5658%
[5 empty] | 92114.221 | 2000 | 2000 | 2000 | 28.7 | 0% | 0% | 0% | 0% | 0% | 0% | 1.195e-208% | 2.062e-145% | 4.04e-104% | 4.642e-76% | 2.169e-56% | 2.924e-42% | 6.54e-32% | 3.268e-24% | 2.046e-18% | 5.196e-14% | 1.216e-10% | 4.704e-08% | 4.597e-06% | 0.0001552% | 0.002287% | 0.01756% | 0.08045% | 0.2443% | 0.5337%
[5 empty] | 93080.4462 | 2000 | 2000 | 2000 | 28.8 | 0% | 0% | 0% | 0% | 0% | 0% | 1.411e-210% | 8.059e-147% | 3.527e-105% | 7.119e-77% | 5.003e-57% | 9.138e-43% | 2.575e-32% | 1.54e-24% | 1.11e-18% | 3.158e-14% | 8.097e-11% | 3.375e-08% | 3.509e-06% | 0.0001247% | 0.001918% | 0.01527% | 0.07216% | 0.225% | 0.5027%
[5 empty] | 94053.4047 | 2000 | 2000 | 2000 | 28.9 | 0% | 0% | 0% | 0% | 0% | 0% | 1.633e-212% | 3.101e-148% | 3.042e-106% | 1.081e-77% | 1.144e-57% | 2.836e-43% | 1.008e-32% | 7.218e-25% | 6e-19% | 1.911e-14% | 5.373e-11% | 2.415e-08% | 2.671e-06% | 9.996e-05% | 0.001606% | 0.01326% | 0.06461% | 0.2068% | 0.4726%
[5 empty] | 95033.1198 | 2000 | 2000 | 2000 | 29 | 0% | 0% | 0% | 0% | 0% | 0% | 1.851e-214% | 1.174e-149% | 2.591e-107% | 1.625e-78% | 2.596e-58% | 8.739e-44% | 3.923e-33% | 3.366e-25% | 3.228e-19% | 1.153e-14% | 3.554e-11% | 1.722e-08% | 2.028e-06% | 7.992e-05% | 0.001341% | 0.01148% | 0.05773% | 0.1898% | 0.4437%
[5 empty] | 96019.615 | 2000 | 2000 | 2000 | 29.1 | 0% | 0% | 0% | 0% | 0% | 0% | 2.057e-216% | 4.379e-151% | 2.18e-108% | 2.418e-79% | 5.841e-59% | 2.675e-44% | 1.518e-33% | 1.562e-25% | 1.729e-19% | 6.923e-15% | 2.342e-11% | 1.225e-08% | 1.535e-06% | 6.374e-05% | 0.001117% | 0.009927% | 0.05149% | 0.1738% | 0.4158%
[5 empty] | 97012.9135 | 2000 | 2000 | 2000 | 29.2 | 0% | 0% | 0% | 0% | 0% | 0% | 2.239e-218% | 1.608e-152% | 1.812e-109% | 3.562e-80% | 1.303e-59% | 8.129e-45% | 5.837e-34% | 7.211e-26% | 9.216e-20% | 4.142e-15% | 1.538e-11% | 8.681e-09% | 1.159e-06% | 5.07e-05% | 0.0009286% | 0.008564% | 0.04584% | 0.159% | 0.3891%
[5 empty] | 98013.0388 | 2000 | 2000 | 2000 | 29.3 | 0% | 0% | 0% | 0% | 0% | 0% | 2.388e-220% | 5.81e-154% | 1.487e-110% | 5.197e-81% | 2.884e-60% | 2.453e-45% | 2.231e-34% | 3.312e-26% | 4.892e-20% | 2.468e-15% | 1.007e-11% | 6.134e-09% | 8.723e-07% | 4.024e-05% | 0.0007701% | 0.007373% | 0.04073% | 0.1451% | 0.3635%
[5 empty] | 99020.0143 | 2000 | 2000 | 2000 | 29.4 | 0% | 0% | 0% | 0% | 0% | 0% | 2.495e-222% | 2.067e-155% | 1.206e-111% | 7.505e-82% | 6.329e-61% | 7.354e-46% | 8.481e-35% | 1.513e-26% | 2.585e-20% | 1.465e-15% | 6.566e-12% | 4.321e-09% | 6.549e-07% | 3.185e-05% | 0.0006373% | 0.006334% | 0.03613% | 0.1322% | 0.3391%
[5 empty] | 100033.8632 | 2000 | 2000 | 2000 | 29.5 | 0% | 0% | 0% | 0% | 0% | 0% | 2.554e-224% | 7.242e-157% | 9.656e-113% | 1.073e-82% | 1.378e-61% | 2.189e-46% | 3.204e-35% | 6.881e-27% | 1.36e-20% | 8.665e-16% | 4.268e-12% | 3.035e-09% | 4.903e-07% | 2.515e-05% | 0.0005262% | 0.00543% | 0.03198% | 0.1203% | 0.3158%
[5 empty] | 101054.6091 | 2000 | 2000 | 2000 | 29.6 | 0% | 0% | 0% | 0% | 0% | 0% | 2.562e-226% | 2.497e-158% | 7.638e-114% | 1.519e-83% | 2.974e-62% | 6.471e-47% | 1.203e-35% | 3.112e-27% | 7.125e-21% | 5.104e-16% | 2.765e-12% | 2.125e-09% | 3.66e-07% | 1.981e-05% | 0.0004334% | 0.004646% | 0.02826% | 0.1093% | 0.2936%
[5 empty] | 102082.2753 | 2000 | 2000 | 2000 | 29.7 | 0% | 0% | 0% | 0% | 0% | 0% | 2.518e-228% | 8.479e-160% | 5.967e-115% | 2.129e-84% | 6.367e-63% | 1.899e-47% | 4.493e-36% | 1.401e-27% | 3.715e-21% | 2.995e-16% | 1.785e-12% | 1.483e-09% | 2.725e-07% | 1.556e-05% | 0.0003562% | 0.003967% | 0.02492% | 0.09905% | 0.2726%
[5 empty] | 103116.8851 | 2000 | 2000 | 2000 | 29.8 | 0% | 0% | 0% | 0% | 0% | 0% | 2.425e-230% | 2.834e-161% | 4.605e-116% | 2.955e-85% | 1.352e-63% | 5.537e-48% | 1.668e-36% | 6.271e-28% | 1.929e-21% | 1.75e-16% | 1.148e-12% | 1.032e-09% | 2.023e-07% | 1.219e-05% | 0.0002921% | 0.00338% | 0.02193% | 0.08964% | 0.2526%
[5 empty] | 104158.4619 | 2000 | 2000 | 2000 | 29.9 | 0% | 0% | 0% | 0% | 0% | 0% | 2.288e-232% | 9.326e-163% | 3.51e-117% | 4.059e-86% | 2.847e-64% | 1.603e-48% | 6.153e-37% | 2.793e-28% | 9.969e-22% | 1.019e-16% | 7.359e-13% | 7.159e-10% | 1.498e-07% | 9.533e-06% | 0.000239% | 0.002874% | 0.01927% | 0.08098% | 0.2338%
[5 empty] | 105207.0292 | 2000 | 2000 | 2000 | 30 | 0% | 0% | 0% | 0% | 0% | 0% | 2.116e-234% | 3.021e-164% | 2.643e-118% | 5.521e-87% | 5.947e-65% | 4.609e-49% | 2.257e-37% | 1.238e-28% | 5.13e-22% | 5.908e-17% | 4.701e-13% | 4.951e-10% | 1.106e-07% | 7.434e-06% | 0.0001951% | 0.002438% | 0.0169% | 0.07303% | 0.216%
[5 empty] | 106262.6103 | 2000 | 2000 | 2000 | 30.1 | 0% | 0% | 0% | 0% | 0% | 0% | 1.916e-236% | 9.637e-166% | 1.965e-119% | 7.435e-88% | 1.232e-65% | 1.316e-49% | 8.229e-38% | 5.458e-29% | 2.628e-22% | 3.413e-17% | 2.993e-13% | 3.413e-10% | 8.145e-08% | 5.782e-06% | 0.0001589% | 0.002065% | 0.01479% | 0.06575% | 0.1992%
[5 empty] | 107325.2286 | 2000 | 2000 | 2000 | 30.2 | 0% | 0% | 0% | 0% | 0% | 0% | 1.701e-238% | 3.026e-167% | 1.444e-120% | 9.912e-89% | 2.53e-66% | 3.731e-50% | 2.983e-38% | 2.394e-29% | 1.34e-22% | 1.964e-17% | 1.899e-13% | 2.346e-10% | 5.981e-08% | 4.486e-06% | 0.0001291% | 0.001745% | 0.01292% | 0.05909% | 0.1834%
[5 empty] | 108394.9074 | 2000 | 2000 | 2000 | 30.3 | 0% | 0% | 0% | 0% | 0% | 0% | 1.479e-240% | 9.355e-169% | 1.047e-121% | 1.308e-89% | 5.155e-67% | 1.051e-50% | 1.075e-38% | 1.045e-29% | 6.805e-23% | 1.125e-17% | 1.201e-13% | 1.607e-10% | 4.379e-08% | 3.472e-06% | 0.0001047% | 0.001471% | 0.01126% | 0.05302% | 0.1687%
[5 empty] | 109471.6702 | 2000 | 2000 | 2000 | 30.4 | 0% | 0% | 0% | 0% | 0% | 0% | 1.26e-242% | 2.847e-170% | 7.505e-123% | 1.71e-90% | 1.042e-67% | 2.938e-51% | 3.85e-39% | 4.538e-30% | 3.44e-23% | 6.425e-18% | 7.564e-14% | 1.098e-10% | 3.198e-08% | 2.681e-06% | 8.47e-05% | 0.001238% | 0.009803% | 0.04748% | 0.1548%
[5 empty] | 110555.5403 | 2000 | 2000 | 2000 | 30.5 | 0% | 0% | 0% | 0% | 0% | 0% | 1.052e-244% | 8.53e-172% | 5.312e-124% | 2.212e-91% | 2.088e-68% | 8.158e-52% | 1.371e-39% | 1.96e-30% | 1.731e-23% | 3.654e-18% | 4.75e-14% | 7.476e-11% | 2.329e-08% | 2.064e-06% | 6.836e-05% | 0.00104% | 0.008515% | 0.04245% | 0.1419%
[5 empty] | 111646.5411 | 2000 | 2000 | 2000 | 30.6 | 0% | 0% | 0% | 0% | 0% | 0% | 8.605e-247% | 2.516e-173% | 3.714e-125% | 2.833e-92% | 4.149e-69% | 2.25e-52% | 4.854e-40% | 8.427e-31% | 8.673e-24% | 2.07e-18% | 2.972e-14% | 5.075e-11% | 1.691e-08% | 1.586e-06% | 5.505e-05% | 0.0008715% | 0.007383% | 0.03789% | 0.1298%
[5 empty] | 112744.6959 | 2000 | 2000 | 2000 | 30.7 | 0% | 0% | 0% | 0% | 0% | 0% | 6.896e-249% | 7.307e-175% | 2.565e-126% | 3.593e-93% | 8.179e-70% | 6.161e-53% | 1.708e-40% | 3.603e-31% | 4.326e-24% | 1.168e-18% | 1.853e-14% | 3.434e-11% | 1.225e-08% | 1.215e-06% | 4.423e-05% | 0.0007289% | 0.006389% | 0.03376% | 0.1186%
[5 empty] | 113850.0283 | 2000 | 2000 | 2000 | 30.8 | 0% | 0% | 0% | 0% | 0% | 0% | 5.415e-251% | 2.089e-176% | 1.749e-127% | 4.512e-94% | 1.599e-70% | 1.676e-53% | 5.975e-41% | 1.533e-31% | 2.148e-24% | 6.563e-19% | 1.152e-14% | 2.317e-11% | 8.844e-09% | 9.287e-07% | 3.546e-05% | 0.0006083% | 0.005518% | 0.03003% | 0.1082%
[5 empty] | 114962.5614 | 2000 | 2000 | 2000 | 30.9 | 0% | 0% | 0% | 0% | 0% | 0% | 4.166e-253% | 5.88e-178% | 1.179e-128% | 5.608e-95% | 3.1e-71% | 4.525e-54% | 2.078e-41% | 6.49e-32% | 1.062e-24% | 3.675e-19% | 7.131e-15% | 1.559e-11% | 6.369e-09% | 7.081e-07% | 2.836e-05% | 0.0005067% | 0.004757% | 0.02666% | 0.09853%
[5 empty] | 116082.3188 | 2000 | 2000 | 2000 | 31 | 0% | 0% | 0% | 0% | 0% | 0% | 3.141e-255% | 1.629e-179% | 7.843e-130% | 6.902e-96% | 5.961e-72% | 1.214e-54% | 7.184e-42% | 2.733e-32% | 5.227e-25% | 2.049e-19% | 4.401e-15% | 1.045e-11% | 4.574e-09% | 5.385e-07% | 2.263e-05% | 0.0004211% | 0.004093% | 0.02363% | 0.08958%
[5 empty] | 117209.3238 | 2000 | 2000 | 2000 | 31.1 | 0% | 0% | 0% | 0% | 0% | 0% | 2.32e-257% | 4.445e-181% | 5.155e-131% | 8.41e-97% | 1.137e-72% | 3.233e-55% | 2.469e-42% | 1.145e-32% | 2.561e-25% | 1.138e-19% | 2.706e-15% | 6.986e-12% | 3.276e-09% | 4.085e-07% | 1.802e-05% | 0.0003493% | 0.003515% | 0.02091% | 0.08131%
[5 empty] | 118343.5997 | 2000 | 2000 | 2000 | 31.2 | 0% | 0% | 0% | 0% | 0% | 0% | 1.679e-259% | 1.194e-182% | 3.347e-132% | 1.015e-97% | 2.15e-73% | 8.551e-56% | 8.435e-43% | 4.774e-33% | 1.25e-25% | 6.299e-20% | 1.659e-15% | 4.655e-12% | 2.34e-09% | 3.091e-07% | 1.431e-05% | 0.0002891% | 0.003014% | 0.01847% | 0.07369%
[5 empty] | 119485.17 | 2000 | 2000 | 2000 | 31.3 | 0% | 0% | 0% | 0% | 0% | 0% | 1.19e-261% | 3.157e-184% | 2.146e-133% | 1.212e-98% | 4.033e-74% | 2.246e-56% | 2.865e-43% | 1.98e-33% | 6.069e-26% | 3.472e-20% | 1.013e-15% | 3.093e-12% | 1.667e-09% | 2.333e-07% | 1.135e-05% | 0.0002388% | 0.002578% | 0.01628% | 0.06668%
[5 empty] | 120634.0581 | 2000 | 2000 | 2000 | 31.4 | 0% | 0% | 0% | 0% | 0% | 0% | 8.27e-264% | 8.218e-186% | 1.359e-134% | 1.433e-99% | 7.503e-75% | 5.86e-57% | 9.673e-44% | 8.169e-34% | 2.934e-26% | 1.906e-20% | 6.165e-16% | 2.048e-12% | 1.184e-09% | 1.757e-07% | 8.973e-06% | 0.0001969% | 0.002202% | 0.01433% | 0.06024%
[5 empty] | 121790.2872 | 2000 | 2000 | 2000 | 31.5 | 0% | 0% | 0% | 0% | 0% | 0% | 5.629e-266% | 2.106e-187% | 8.504e-136% | 1.677e-100% | 1.384e-75% | 1.518e-57% | 3.247e-44% | 3.354e-34% | 1.413e-26% | 1.042e-20% | 3.739e-16% | 1.352e-12% | 8.384e-10% | 1.32e-07% | 7.08e-06% | 0.000162% | 0.001877% | 0.01259% | 0.05433%
[5 empty] | 122953.8809 | 2000 | 2000 | 2000 | 31.6 | 0% | 0% | 0% | 0% | 0% | 0% | 3.754e-268% | 5.314e-189% | 5.255e-137% | 1.944e-101% | 2.533e-76% | 3.905e-58% | 1.083e-44% | 1.37e-34% | 6.769e-27% | 5.678e-21% | 2.26e-16% | 8.902e-13% | 5.922e-10% | 9.887e-08% | 5.573e-06% | 0.000133% | 0.001597% | 0.01105% | 0.04893%
[5 empty] | 124124.8624 | 2000 | 2000 | 2000 | 31.7 | 0% | 0% | 0% | 0% | 0% | 0% | 2.453e-270% | 1.32e-190% | 3.208e-138% | 2.231e-102% | 4.597e-77% | 9.978e-59% | 3.593e-45% | 5.566e-35% | 3.23e-27% | 3.081e-21% | 1.361e-16% | 5.841e-13% | 4.172e-10% | 7.389e-08% | 4.378e-06% | 0.0001089% | 0.001356% | 0.009672% | 0.04399%
[5 empty] | 125303.2551 | 2000 | 2000 | 2000 | 31.8 | 0% | 0% | 0% | 0% | 0% | 0% | 1.571e-272% | 3.228e-192% | 1.934e-139% | 2.534e-103% | 8.274e-78% | 2.532e-59% | 1.185e-45% | 2.25e-35% | 1.534e-27% | 1.665e-21% | 8.172e-17% | 3.821e-13% | 2.93e-10% | 5.508e-08% | 3.431e-06% | 8.905e-05% | 0.001149% | 0.008454% | 0.03948%
[5 empty] | 126489.0825 | 2000 | 2000 | 2000 | 31.9 | 0% | 0% | 0% | 0% | 0% | 0% | 9.855e-275% | 7.772e-194% | 1.151e-140% | 2.851e-104% | 1.477e-78% | 6.379e-60% | 3.884e-46% | 9.052e-36% | 7.255e-28% | 8.967e-22% | 4.889e-17% | 2.492e-13% | 2.053e-10% | 4.096e-08% | 2.682e-06% | 7.265e-05% | 0.0009721% | 0.007377% | 0.03539%
[5 empty] | 127682.3679 | 2000 | 2000 | 2000 | 32 | 0% | 0% | 0% | 0% | 0% | 0% | 6.057e-277% | 1.842e-195% | 6.773e-142% | 3.174e-105% | 2.615e-79% | 1.596e-60% | 1.265e-46% | 3.623e-36% | 3.416e-28% | 4.809e-22% | 2.914e-17% | 1.62e-13% | 1.434e-10% | 3.038e-08% | 2.093e-06% | 5.915e-05% | 0.0008208% | 0.006426% | 0.03166%
[5 empty] | 128883.1347 | 2000 | 2000 | 2000 | 32.1 | 0% | 0% | 0% | 0% | 0% | 0% | 3.648e-279% | 4.298e-197% | 3.935e-143% | 3.5e-106% | 4.591e-80% | 3.966e-61% | 4.099e-47% | 1.442e-36% | 1.601e-28% | 2.569e-22% | 1.731e-17% | 1.05e-13% | 9.989e-11% | 2.248e-08% | 1.629e-06% | 4.806e-05% | 0.0006917% | 0.005588% | 0.02828%
[5 empty] | 130091.4063 | 2000 | 2000 | 2000 | 32.2 | 0% | 0% | 0% | 0% | 0% | 0% | 2.153e-281% | 9.875e-199% | 2.258e-144% | 3.82e-107% | 7.994e-81% | 9.787e-62% | 1.32e-47% | 5.713e-37% | 7.47e-29% | 1.367e-22% | 1.025e-17% | 6.785e-14% | 6.94e-11% | 1.659e-08% | 1.265e-06% | 3.897e-05% | 0.0005819% | 0.004851% | 0.02523%
[5 empty] | 131307.206 | 2000 | 2000 | 2000 | 32.3 | 0% | 0% | 0% | 0% | 0% | 0% | 1.245e-283% | 2.233e-200% | 1.28e-145% | 4.128e-108% | 1.381e-81% | 2.398e-62% | 4.226e-48% | 2.252e-37% | 3.47e-29% | 7.247e-23% | 6.047e-18% | 4.371e-14% | 4.808e-11% | 1.221e-08% | 9.801e-07% | 3.153e-05% | 0.0004885% | 0.004203% | 0.02246%
[5 empty] | 132530.5572 | 2000 | 2000 | 2000 | 32.4 | 0% | 0% | 0% | 0% | 0% | 0% | 7.051e-286% | 4.973e-202% | 7.164e-147% | 4.417e-109% | 2.365e-82% | 5.837e-63% | 1.345e-48% | 8.829e-38% | 1.605e-29% | 3.826e-23% | 3.555e-18% | 2.807e-14% | 3.322e-11% | 8.969e-09% | 7.577e-07% | 2.546e-05% | 0.0004094% | 0.003636% | 0.01997%
[5 empty] | 133761.4833 | 2000 | 2000 | 2000 | 32.5 | 0% | 0% | 0% | 0% | 0% | 0% | 3.913e-288% | 1.09e-203% | 3.961e-148% | 4.679e-110% | 4.017e-83% | 1.411e-63% | 4.254e-49% | 3.444e-38% | 7.39e-30% | 2.012e-23% | 2.083e-18% | 1.797e-14% | 2.288e-11% | 6.57e-09% | 5.844e-07% | 2.052e-05% | 0.0003424% | 0.00314% | 0.01773%
[5 empty] | 135000.0078 | 2000 | 2000 | 2000 | 32.6 | 0% | 0% | 0% | 0% | 0% | 0% | 2.128e-290% | 2.353e-205% | 2.163e-149% | 4.907e-111% | 6.767e-84% | 3.386e-64% | 1.338e-49% | 1.337e-38% | 3.388e-30% | 1.054e-23% | 1.216e-18% | 1.147e-14% | 1.572e-11% | 4.801e-09% | 4.498e-07% | 1.65e-05% | 0.0002859% | 0.002707% | 0.01571%
[5 empty] | 136246.1539 | 2000 | 2000 | 2000 | 32.7 | 0% | 0% | 0% | 0% | 0% | 0% | 1.134e-292% | 4.998e-207% | 1.167e-150% | 5.095e-112% | 1.131e-84% | 8.07e-65% | 4.183e-50% | 5.162e-39% | 1.546e-30% | 5.501e-24% | 7.077e-19% | 7.297e-15% | 1.077e-11% | 3.499e-09% | 3.454e-07% | 1.324e-05% | 0.0002382% | 0.002329% | 0.0139%
[5 empty] | 137499.945 | 2000 | 2000 | 2000 | 32.8 | 0% | 0% | 0% | 0% | 0% | 0% | 5.921e-295% | 1.045e-208% | 6.219e-152% | 5.237e-113% | 1.874e-85% | 1.91e-65% | 1.3e-50% | 1.983e-39% | 7.025e-31% | 2.86e-24% | 4.103e-19% | 4.628e-15% | 7.36e-12% | 2.544e-09% | 2.646e-07% | 1.06e-05% | 0.0001981% | 0.002001% | 0.01228%
[5 empty] | 138761.4045 | 2000 | 2000 | 2000 | 32.9 | 0% | 0% | 0% | 0% | 0% | 0% | 3.029e-297% | 2.153e-210% | 3.273e-153% | 5.33e-114% | 3.079e-86% | 4.49e-66% | 4.016e-51% | 7.58e-40% | 3.178e-31% | 1.481e-24% | 2.371e-19% | 2.927e-15% | 5.015e-12% | 1.845e-09% | 2.022e-07% | 8.473e-06% | 0.0001644% | 0.001716% | 0.01083%
[5 empty] | 140030.5559 | 2000 | 2000 | 2000 | 33 | 0% | 0% | 0% | 0% | 0% | 0% | 1.518e-299% | 4.365e-212% | 1.702e-154% | 5.371e-115% | 5.019e-87% | 1.048e-66% | 1.234e-51% | 2.883e-40% | 1.431e-31% | 7.637e-25% | 1.365e-19% | 1.845e-15% | 3.408e-12% | 1.335e-09% | 1.542e-07% | 6.758e-06% | 0.0001362% | 0.001469% | 0.009536%
[5 empty] | 141307.4224 | 2000 | 2000 | 2000 | 33.1 | 0% | 0% | 0% | 0% | 0% | 0% | 7.454e-302% | 8.712e-214% | 8.737e-156% | 5.358e-116% | 8.113e-88% | 2.43e-67% | 3.766e-52% | 1.091e-40% | 6.415e-32% | 3.923e-25% | 7.836e-20% | 1.159e-15% | 2.309e-12% | 9.632e-10% | 1.174e-07% | 5.378e-06% | 0.0001127% | 0.001256% | 0.008384%
[5 empty] | 142592.0275 | 2000 | 2000 | 2000 | 33.2 | 0% | 0% | 0% | 0% | 0% | 0% | 3.587e-304% | 1.712e-215% | 4.431e-157% | 5.292e-117% | 1.301e-88% | 5.593e-68% | 1.143e-52% | 4.106e-41% | 2.863e-32% | 2.008e-25% | 4.481e-20% | 7.264e-16% | 1.56e-12% | 6.933e-10% | 8.909e-08% | 4.272e-06% | 9.3e-05% | 0.001071% | 0.007359%
[5 empty] | 143884.3946 | 2000 | 2000 | 2000 | 33.3 | 0% | 0% | 0% | 0% | 0% | 0% | 0% | 3.312e-217% | 2.22e-158% | 5.174e-118% | 2.068e-89% | 1.279e-68% | 3.449e-53% | 1.538e-41% | 1.272e-32% | 1.023e-25% | 2.554e-20% | 4.537e-16% | 1.051e-12% | 4.978e-10% | 6.749e-08% | 3.386e-06% | 7.662e-05% | 0.0009122% | 0.006449%
[5 empty] | 145184.547 | 2000 | 2000 | 2000 | 33.4 | 0% | 0% | 0% | 0% | 0% | 0% | 0% | 6.307e-219% | 1.098e-159% | 5.009e-119% | 3.261e-90% | 2.903e-69% | 1.035e-53% | 5.729e-42% | 5.629e-33% | 5.197e-26% | 1.45e-20% | 2.825e-16% | 7.065e-13% | 3.566e-10% | 5.1e-08% | 2.678e-06% | 6.3e-05% | 0.0007755% | 0.005642%
[5 empty] | 146492.508 | 2000 | 2000 | 2000 | 33.5 | 0% | 0% | 0% | 0% | 0% | 0% | 0% | 1.183e-220% | 5.368e-161% | 4.801e-120% | 5.101e-91% | 6.546e-70% | 3.085e-54% | 2.124e-42% | 2.479e-33% | 2.628e-26% | 8.209e-21% | 1.753e-16% | 4.735e-13% | 2.547e-10% | 3.846e-08% | 2.114e-06% | 5.171e-05% | 0.0006582% | 0.004929%
[5 empty] | 147808.3012 | 2000 | 2000 | 2000 | 33.6 | 0% | 0% | 0% | 0% | 0% | 0% | 0% | 2.183e-222% | 2.591e-162% | 4.556e-121% | 7.911e-92% | 1.466e-70% | 9.145e-55% | 7.833e-43% | 1.087e-33% | 1.324e-26% | 4.63e-21% | 1.085e-16% | 3.164e-13% | 1.815e-10% | 2.893e-08% | 1.665e-06% | 4.236e-05% | 0.0005576% | 0.004299%
[5 empty] | 149131.9498 | 2000 | 2000 | 2000 | 33.7 | 0% | 0% | 0% | 0% | 0% | 0% | 0% | 3.967e-224% | 1.236e-163% | 4.28e-122% | 1.217e-92% | 3.259e-71% | 2.695e-55% | 2.874e-43% | 4.745e-34% | 6.646e-27% | 2.602e-21% | 6.694e-17% | 2.109e-13% | 1.291e-10% | 2.172e-08% | 1.309e-06% | 3.464e-05% | 0.0004716% | 0.003743%
[5 empty] | 150463.4772 | 2000 | 2000 | 2000 | 33.8 | 0% | 0% | 0% | 0% | 0% | 0% | 0% | 7.098e-226% | 5.82e-165% | 3.981e-123% | 1.857e-93% | 7.196e-72% | 7.894e-56% | 1.049e-43% | 2.062e-34% | 3.322e-27% | 1.458e-21% | 4.117e-17% | 1.401e-13% | 9.152e-11% | 1.626e-08% | 1.027e-06% | 2.827e-05% | 0.0003982% | 0.003254%
[5 empty] | 151802.9069 | 2000 | 2000 | 2000 | 33.9 | 0% | 0% | 0% | 0% | 0% | 0% | 0% | 1.25e-227% | 2.707e-166% | 3.666e-124% | 2.809e-94% | 1.578e-72% | 2.299e-56% | 3.811e-44% | 8.923e-35% | 1.654e-27% | 8.137e-22% | 2.524e-17% | 9.288e-14% | 6.473e-11% | 1.215e-08% | 8.038e-07% | 2.302e-05% | 0.0003356% | 0.002824%
[5 empty] | 153150.2621 | 2000 | 2000 | 2000 | 34 | 0% | 0% | 0% | 0% | 0% | 0% | 0% | 2.168e-229% | 1.244e-167% | 3.343e-125% | 4.216e-95% | 3.437e-73% | 6.654e-57% | 1.377e-44% | 3.844e-35% | 8.205e-28% | 4.526e-22% | 1.543e-17% | 6.138e-14% | 4.567e-11% | 9.061e-09% | 6.279e-07% | 1.872e-05% | 0.0002823% | 0.002448%
[5 empty] | 154505.5663 | 2000 | 2000 | 2000 | 34.1 | 0% | 0% | 0% | 0% | 0% | 0% | 0% | 3.701e-231% | 5.645e-169% | 3.017e-126% | 6.275e-96% | 7.432e-74% | 1.915e-57% | 4.952e-45% | 1.648e-35% | 4.054e-28% | 2.509e-22% | 9.401e-18% | 4.046e-14% | 3.215e-11% | 6.74e-09% | 4.895e-07% | 1.519e-05% | 0.0002371% | 0.002118%
[5 empty] | 155868.8429 | 2000 | 2000 | 2000 | 34.2 | 0% | 0% | 0% | 0% | 0% | 0% | 0% | 6.221e-233% | 2.531e-170% | 2.696e-127% | 9.262e-97% | 1.596e-74% | 5.478e-58% | 1.771e-45% | 7.037e-36% | 1.995e-28% | 1.386e-22% | 5.711e-18% | 2.659e-14% | 2.257e-11% | 5.002e-09% | 3.809e-07% | 1.23e-05% | 0.0001988% | 0.001829%
[5 empty] | 157240.1152 | 2000 | 2000 | 2000 | 34.3 | 0% | 0% | 0% | 0% | 0% | 0% | 0% | 1.029e-234% | 1.12e-171% | 2.386e-128% | 1.356e-97% | 3.404e-75% | 1.558e-58% | 6.303e-46% | 2.991e-36% | 9.781e-29% | 7.631e-23% | 3.459e-18% | 1.743e-14% | 1.58e-11% | 3.704e-09% | 2.957e-07% | 9.947e-06% | 0.0001664% | 0.001578%
[5 empty] | 158619.4067 | 2000 | 2000 | 2000 | 34.4 | 0% | 0% | 0% | 0% | 0% | 0% | 0% | 1.677e-236% | 4.9e-173% | 2.09e-129% | 1.968e-98% | 7.211e-76% | 4.405e-59% | 2.232e-46% | 1.266e-36% | 4.776e-29% | 4.186e-23% | 2.088e-18% | 1.139e-14% | 1.104e-11% | 2.737e-09% | 2.291e-07% | 8.026e-06% | 0.000139% | 0.001358%
[5 empty] | 160006.7406 | 2000 | 2000 | 2000 | 34.5 | 0% | 0% | 0% | 0% | 0% | 0% | 0% | 2.689e-238% | 2.117e-174% | 1.813e-130% | 2.834e-99% | 1.517e-76% | 1.238e-59% | 7.862e-47% | 5.333e-37% | 2.323e-29% | 2.289e-23% | 1.257e-18% | 7.426e-15% | 7.693e-12% | 2.017e-09% | 1.771e-07% | 6.464e-06% | 0.000116% | 0.001168%
[5 empty] | 161402.1404 | 2000 | 2000 | 2000 | 34.6 | 0% | 0% | 0% | 0% | 0% | 0% | 0% | 4.246e-240% | 9.032e-176% | 1.556e-131% | 4.047e-100% | 3.168e-77% | 3.459e-60% | 2.755e-47% | 2.237e-37% | 1.126e-29% | 1.247e-23% | 7.54e-19% | 4.827e-15% | 5.347e-12% | 1.484e-09% | 1.367e-07% | 5.196e-06% | 9.656e-05% | 0.001002%
[5 empty] | 162805.6294 | 2000 | 2000 | 2000 | 34.7 | 0% | 0% | 0% | 0% | 0% | 0% | 0% | 6.6e-242% | 3.806e-177% | 1.323e-132% | 5.732e-101% | 6.572e-78% | 9.606e-61% | 9.608e-48% | 9.339e-38% | 5.432e-30% | 6.771e-24% | 4.51e-19% | 3.129e-15% | 3.707e-12% | 1.089e-09% | 1.052e-07% | 4.169e-06% | 8.026e-05% | 0.0008589%
[5 empty] | 164217.2311 | 2000 | 2000 | 2000 | 34.8 | 0% | 0% | 0% | 0% | 0% | 0% | 0% | 1.01e-243% | 1.584e-178% | 1.113e-133% | 8.052e-102% | 1.354e-78% | 2.652e-61% | 3.333e-48% | 3.882e-38% | 2.612e-30% | 3.664e-24% | 2.69e-19% | 2.023e-15% | 2.564e-12% | 7.97e-10% | 8.087e-08% | 3.339e-06% | 6.66e-05% | 0.0007348%
[5 empty] | 165636.9688 | 2000 | 2000 | 2000 | 34.9 | 0% | 0% | 0% | 0% | 0% | 0% | 0% | 1.522e-245% | 6.515e-180% | 9.278e-135% | 1.122e-102% | 2.77e-79% | 7.28e-62% | 1.15e-48% | 1.607e-38% | 1.251e-30% | 1.975e-24% | 1.599e-19% | 1.304e-15% | 1.769e-12% | 5.822e-10% | 6.201e-08% | 2.669e-06% | 5.516e-05% | 0.0006277%
[5 empty] | 167064.8659 | 2000 | 2000 | 2000 | 35 | 0% | 0% | 0% | 0% | 0% | 0% | 0% | 2.257e-247% | 2.646e-181% | 7.654e-136% | 1.55e-103% | 5.627e-80% | 1.986e-62% | 3.951e-49% | 6.62e-39% | 5.965e-31% | 1.062e-24% | 9.476e-20% | 8.382e-16% | 1.217e-12% | 4.243e-10% | 4.745e-08% | 2.129e-06% | 4.561e-05% | 0.0005353%
[5 empty] | 168500.9457 | 2000 | 2000 | 2000 | 35.1 | 0% | 0% | 0% | 0% | 0% | 0% | 0% | 3.296e-249% | 1.061e-182% | 6.251e-137% | 2.123e-104% | 1.135e-80% | 5.388e-63% | 1.35e-49% | 2.716e-39% | 2.834e-31% | 5.684e-25% | 5.599e-20% | 5.374e-16% | 8.355e-13% | 3.086e-10% | 3.624e-08% | 1.695e-06% | 3.765e-05% | 0.0004558%
[5 empty] | 169945.2317 | 2000 | 2000 | 2000 | 35.2 | 0% | 0% | 0% | 0% | 0% | 0% | 0% | 4.738e-251% | 4.205e-184% | 5.055e-138% | 2.886e-105% | 2.275e-81% | 1.453e-63% | 4.588e-50% | 1.109e-39% | 1.341e-31% | 3.033e-25% | 3.298e-20% | 3.435e-16% | 5.721e-13% | 2.239e-10% | 2.762e-08% | 1.347e-06% | 3.103e-05% | 0.0003875%
[5 empty] | 171397.7472 | 2000 | 2000 | 2000 | 35.3 | 0% | 0% | 0% | 0% | 0% | 0% | 0% | 6.706e-253% | 1.646e-185% | 4.047e-139% | 3.889e-106% | 4.526e-82% | 3.894e-64% | 1.551e-50% | 4.509e-40% | 6.324e-32% | 1.613e-25% | 1.936e-20% | 2.19e-16% | 3.907e-13% | 1.621e-10% | 2.1e-08% | 1.069e-06% | 2.552e-05% | 0.0003289%
[5 empty] | 172858.5157 | 2000 | 2000 | 2000 | 35.4 | 0% | 0% | 0% | 0% | 0% | 0% | 0% | 9.344e-255% | 6.361e-187% | 3.208e-140% | 5.199e-107% | 8.943e-83% | 1.038e-64% | 5.22e-51% | 1.825e-40% | 2.97e-32% | 8.549e-26% | 1.134e-20% | 1.392e-16% | 2.662e-13% | 1.17e-10% | 1.594e-08% | 8.463e-07% | 2.096e-05% | 0.0002787%
[5 empty] | 174327.5604 | 2000 | 2000 | 2000 | 35.5 | 0% | 0% | 0% | 0% | 0% | 0% | 0% | 1.282e-256% | 2.429e-188% | 2.517e-141% | 6.892e-108% | 1.755e-83% | 2.749e-65% | 1.747e-51% | 7.354e-41% | 1.389e-32% | 4.515e-26% | 6.615e-21% | 8.828e-17% | 1.809e-13% | 8.434e-11% | 1.207e-08% | 6.689e-07% | 1.718e-05% | 0.0002358%
[5 empty] | 175804.9047 | 2000 | 2000 | 2000 | 35.6 | 0% | 0% | 0% | 0% | 0% | 0% | 0% | 1.731e-258% | 9.159e-190% | 1.956e-142% | 9.061e-109% | 3.42e-84% | 7.239e-66% | 5.819e-52% | 2.95e-41% | 6.473e-33% | 2.376e-26% | 3.848e-21% | 5.582e-17% | 1.226e-13% | 6.064e-11% | 9.125e-09% | 5.276e-07% | 1.406e-05% | 0.0001992%
[5 empty] | 177290.5722 | 2000 | 2000 | 2000 | 35.7 | 0% | 0% | 0% | 0% | 0% | 0% | 0% | 2.302e-260% | 3.412e-191% | 1.504e-143% | 1.182e-109% | 6.618e-85% | 1.895e-66% | 1.928e-52% | 1.178e-41% | 3.005e-33% | 1.246e-26% | 2.232e-21% | 3.519e-17% | 8.293e-14% | 4.35e-11% | 6.883e-09% | 4.154e-07% | 1.148e-05% | 0.000168%
[5 empty] | 178784.586 | 2000 | 2000 | 2000 | 35.8 | 0% | 0% | 0% | 0% | 0% | 0% | 0% | 3.013e-262% | 1.255e-192% | 1.146e-144% | 1.528e-110% | 1.272e-85% | 4.932e-67% | 6.357e-53% | 4.686e-42% | 1.389e-33% | 6.514e-27% | 1.291e-21% | 2.213e-17% | 5.594e-14% | 3.113e-11% | 5.18e-09% | 3.264e-07% | 9.364e-06% | 0.0001414%
[5 empty] | 180286.9697 | 2000 | 2000 | 2000 | 35.9 | 0% | 0% | 0% | 0% | 0% | 0% | 0% | 3.882e-264% | 4.562e-194% | 8.637e-146% | 1.96e-111% | 2.427e-86% | 1.276e-67% | 2.085e-53% | 1.855e-42% | 6.397e-34% | 3.393e-27% | 7.439e-22% | 1.388e-17% | 3.764e-14% | 2.223e-11% | 3.891e-09% | 2.56e-07% | 7.623e-06% | 0.0001189%
[5 empty] | 181797.7465 | 2000 | 2000 | 2000 | 36 | 0% | 0% | 0% | 0% | 0% | 0% | 0% | 4.925e-266% | 1.637e-195% | 6.447e-147% | 2.493e-112% | 4.601e-87% | 3.281e-68% | 6.803e-54% | 7.311e-43% | 2.934e-34% | 1.761e-27% | 4.275e-22% | 8.677e-18% | 2.526e-14% | 1.584e-11% | 2.917e-09% | 2.004e-07% | 6.195e-06% | 9.977e-05%
[5 empty] | 183316.9399 | 2000 | 2000 | 2000 | 36.1 | 0% | 0% | 0% | 0% | 0% | 0% | 0% | 6.152e-268% | 5.805e-197% | 4.765e-148% | 3.145e-113% | 8.66e-88% | 8.389e-69% | 2.209e-54% | 2.868e-43% | 1.341e-34% | 9.111e-28% | 2.449e-22% | 5.41e-18% | 1.691e-14% | 1.126e-11% | 2.182e-09% | 1.566e-07% | 5.025e-06% | 8.36e-05%
[5 empty] | 184844.5732 | 2000 | 2000 | 2000 | 36.2 | 0% | 0% | 0% | 0% | 0% | 0% | 0% | 7.565e-270% | 2.033e-198% | 3.486e-149% | 3.935e-114% | 1.619e-88% | 2.132e-69% | 7.134e-55% | 1.121e-43% | 6.103e-35% | 4.697e-28% | 1.399e-22% | 3.364e-18% | 1.129e-14% | 7.986e-12% | 1.629e-09% | 1.221e-07% | 4.07e-06% | 6.994e-05%
[5 empty] | 186380.6699 | 2000 | 2000 | 2000 | 36.3 | 0% | 0% | 0% | 0% | 0% | 0% | 0% | 9.158e-272% | 7.032e-200% | 2.525e-150% | 4.882e-115% | 3.005e-89% | 5.386e-70% | 2.293e-55% | 4.358e-44% | 2.767e-35% | 2.413e-28% | 7.963e-23% | 2.086e-18% | 7.523e-15% | 5.651e-12% | 1.213e-09% | 9.508e-08% | 3.29e-06% | 5.842e-05%
[5 empty] | 187925.2533 | 2000 | 2000 | 2000 | 36.4 | 0% | 0% | 0% | 0% | 0% | 0% | 0% | 1.091e-273% | 2.403e-201% | 1.811e-151% | 6.008e-116% | 5.539e-90% | 1.353e-70% | 7.33e-56% | 1.687e-44% | 1.25e-35% | 1.235e-28% | 4.52e-23% | 1.29e-18% | 4.999e-15% | 3.99e-12% | 9.021e-10% | 7.387e-08% | 2.655e-06% | 4.872e-05%
[5 empty] | 189478.3467 | 2000 | 2000 | 2000 | 36.5 | 0% | 0% | 0% | 0% | 0% | 0% | 0% | 1.281e-275% | 8.108e-203% | 1.286e-152% | 7.333e-117% | 1.014e-90% | 3.378e-71% | 2.332e-56% | 6.503e-45% | 5.622e-36% | 6.302e-29% | 2.557e-23% | 7.957e-19% | 3.314e-15% | 2.811e-12% | 6.693e-10% | 5.729e-08% | 2.139e-06% | 4.056e-05%
[5 empty] | 191039.9736 | 2000 | 2000 | 2000 | 36.6 | 0% | 0% | 0% | 0% | 0% | 0% | 0% | 1.479e-277% | 2.702e-204% | 9.041e-154% | 8.877e-118% | 1.843e-91% | 8.384e-72% | 7.379e-57% | 2.496e-45% | 2.519e-36% | 3.204e-29% | 1.443e-23% | 4.893e-19% | 2.191e-15% | 1.976e-12% | 4.955e-10% | 4.434e-08% | 1.72e-06% | 3.372e-05%
[5 empty] | 192610.1574 | 2000 | 2000 | 2000 | 36.7 | 0% | 0% | 0% | 0% | 0% | 0% | 0% | 1.682e-279% | 8.897e-206% | 6.292e-155% | 1.066e-118% | 3.328e-92% | 2.069e-72% | 2.323e-57% | 9.534e-46% | 1.124e-36% | 1.623e-29% | 8.112e-24% | 3.001e-19% | 1.445e-15% | 1.385e-12% | 3.661e-10% | 3.426e-08% | 1.381e-06% | 2.798e-05%
[5 empty] | 194188.9213 | 2000 | 2000 | 2000 | 36.8 | 0% | 0% | 0% | 0% | 0% | 0% | 0% | 1.884e-281% | 2.893e-207% | 4.336e-156% | 1.269e-119% | 5.967e-93% | 5.074e-73% | 7.278e-58% | 3.626e-46% | 4.999e-37% | 8.195e-30% | 4.548e-24% | 1.835e-19% | 9.505e-16% | 9.694e-13% | 2.699e-10% | 2.642e-08% | 1.107e-06% | 2.319e-05%
[5 empty] | 195776.2889 | 2000 | 2000 | 2000 | 36.9 | 0% | 0% | 0% | 0% | 0% | 0% | 0% | 2.076e-283% | 9.293e-209% | 2.958e-157% | 1.498e-120% | 1.062e-93% | 1.237e-73% | 2.268e-58% | 1.373e-46% | 2.214e-37% | 4.124e-30% | 2.542e-24% | 1.119e-19% | 6.238e-16% | 6.767e-13% | 1.986e-10% | 2.033e-08% | 8.855e-07% | 1.918e-05%
[5 empty] | 197372.2834 | 2000 | 2000 | 2000 | 37 | 0% | 0% | 0% | 0% | 0% | 0% | 0% | 2.253e-285% | 2.948e-210% | 1.998e-158% | 1.755e-121% | 1.878e-94% | 2.999e-74% | 7.034e-59% | 5.176e-47% | 9.768e-38% | 2.068e-30% | 1.416e-24% | 6.808e-20% | 4.083e-16% | 4.713e-13% | 1.458e-10% | 1.562e-08% | 7.072e-07% | 1.585e-05%
[5 empty] | 198976.9283 | 2000 | 2000 | 2000 | 37.1 | 0% | 0% | 0% | 0% | 0% | 0% | 0% | 2.407e-287% | 9.239e-212% | 1.336e-159% | 2.038e-122% | 3.298e-95% | 7.227e-75% | 2.17e-59% | 1.943e-47% | 4.292e-38% | 1.033e-30% | 7.867e-25% | 4.129e-20% | 2.666e-16% | 3.275e-13% | 1.069e-10% | 1.198e-08% | 5.638e-07% | 1.307e-05%
[5 empty] | 200590.2469 | 2000 | 2000 | 2000 | 37.2 | 0% | 0% | 0% | 0% | 0% | 0% | 0% | 2.532e-289% | 2.86e-213% | 8.845e-161% | 2.348e-123% | 5.752e-96% | 1.731e-75% | 6.66e-60% | 7.259e-48% | 1.879e-38% | 5.145e-31% | 4.356e-25% | 2.498e-20% | 1.736e-16% | 2.271e-13% | 7.814e-11% | 9.165e-09% | 4.487e-07% | 1.076e-05%
[5 empty] | 202212.2626 | 2000 | 2000 | 2000 | 37.3 | 0% | 0% | 0% | 0% | 0% | 0% | 0% | 2.621e-291% | 8.743e-215% | 5.798e-162% | 2.682e-124% | 9.96e-97% | 4.123e-76% | 2.034e-60% | 2.7e-48% | 8.192e-39% | 2.553e-31% | 2.405e-25% | 1.507e-20% | 1.128e-16% | 1.571e-13% | 5.702e-11% | 7.001e-09% | 3.565e-07% | 8.843e-06%
[5 empty] | 203842.9989 | 2000 | 2000 | 2000 | 37.4 | 0% | 0% | 0% | 0% | 0% | 0% | 0% | 2.672e-293% | 2.64e-216% | 3.762e-163% | 3.039e-125% | 1.713e-97% | 9.76e-77% | 6.179e-61% | 1e-48% | 3.558e-39% | 1.263e-31% | 1.323e-25% | 9.062e-21% | 7.311e-17% | 1.084e-13% | 4.152e-11% | 5.338e-09% | 2.828e-07% | 7.258e-06%
[5 empty] | 205482.479 | 2000 | 2000 | 2000 | 37.5 | 0% | 0% | 0% | 0% | 0% | 0% | 0% | 2.682e-295% | 7.875e-218% | 2.417e-164% | 3.415e-126% | 2.925e-98% | 2.297e-77% | 1.868e-61% | 3.687e-49% | 1.539e-39% | 6.222e-32% | 7.261e-26% | 5.436e-21% | 4.727e-17% | 7.467e-14% | 3.017e-11% | 4.062e-09% | 2.239e-07% | 5.947e-06%
[5 empty] | 207130.7263 | 2000 | 2000 | 2000 | 37.6 | 0% | 0% | 0% | 0% | 0% | 0% | 0% | 2.65e-297% | 2.32e-219% | 1.538e-165% | 3.806e-127% | 4.961e-99% | 5.374e-78% | 5.617e-62% | 1.353e-49% | 6.633e-40% | 3.056e-32% | 3.971e-26% | 3.252e-21% | 3.048e-17% | 5.131e-14% | 2.188e-11% | 3.085e-09% | 1.77e-07% | 4.865e-06%
[5 empty] | 208787.7643 | 2000 | 2000 | 2000 | 37.7 | 0% | 0% | 0% | 0% | 0% | 0% | 0% | 2.578e-299% | 6.751e-221% | 9.683e-167% | 4.206e-128% | 8.356e-100% | 1.25e-78% | 1.681e-62% | 4.946e-50% | 2.847e-40% | 1.496e-32% | 2.165e-26% | 1.94e-21% | 1.96e-17% | 3.517e-14% | 1.584e-11% | 2.339e-09% | 1.396e-07% | 3.974e-06%
[5 empty] | 210453.6163 | 2000 | 2000 | 2000 | 37.8 | 0% | 0% | 0% | 0% | 0% | 0% | 0% | 2.469e-301% | 1.94e-222% | 6.037e-168% | 4.611e-129% | 1.398e-100% | 2.889e-79% | 5.003e-63% | 1.799e-50% | 1.217e-40% | 7.294e-33% | 1.177e-26% | 1.154e-21% | 1.258e-17% | 2.406e-14% | 1.144e-11% | 1.77e-09% | 1.1e-07% | 3.24e-06%
[5 empty] | 212128.3057 | 2000 | 2000 | 2000 | 37.9 | 0% | 0% | 0% | 0% | 0% | 0% | 0% | 2.327e-303% | 5.509e-224% | 3.727e-169% | 5.013e-130% | 2.322e-101% | 6.64e-80% | 1.482e-63% | 6.517e-51% | 5.185e-41% | 3.545e-33% | 6.379e-27% | 6.846e-22% | 8.051e-18% | 1.642e-14% | 8.244e-12% | 1.337e-09% | 8.647e-08% | 2.638e-06%
[5 empty] | 213811.8558 | 2000 | 2000 | 2000 | 38 | 0% | 0% | 0% | 0% | 0% | 0% | 0% | 2.16e-305% | 1.545e-225% | 2.278e-170% | 5.405e-131% | 3.83e-102% | 1.517e-80% | 4.366e-64% | 2.35e-51% | 2.2e-41% | 1.717e-33% | 3.446e-27% | 4.05e-22% | 5.14e-18% | 1.118e-14% | 5.929e-12% | 1.007e-09% | 6.787e-08% | 2.144e-06%
[5 empty] | 215504.2902 | 2000 | 2000 | 2000 | 38.1 | 0% | 0% | 0% | 0% | 0% | 0% | 0% | 0% | 4.278e-227% | 1.378e-171% | 5.78e-132% | 6.274e-103% | 3.446e-81% | 1.28e-64% | 8.437e-52% | 9.297e-42% | 8.289e-34% | 1.856e-27% | 2.389e-22% | 3.273e-18% | 7.595e-15% | 4.256e-12% | 7.58e-10% | 5.318e-08% | 1.74e-06%
[5 empty] | 217205.632 | 2000 | 2000 | 2000 | 38.2 | 0% | 0% | 0% | 0% | 0% | 0% | 0% | 0% | 1.17e-228% | 8.255e-173% | 6.13e-133% | 1.021e-103% | 7.78e-82% | 3.733e-65% | 3.015e-52% | 3.913e-42% | 3.987e-34% | 9.965e-28% | 1.406e-22% | 2.079e-18% | 5.148e-15% | 3.048e-12% | 5.693e-10% | 4.159e-08% | 1.41e-06%
[5 empty] | 218915.9047 | 2000 | 2000 | 2000 | 38.3 | 0% | 0% | 0% | 0% | 0% | 0% | 0% | 0% | 3.163e-230% | 4.896e-174% | 6.447e-134% | 1.649e-104% | 1.746e-82% | 1.083e-65% | 1.073e-52% | 1.641e-42% | 1.911e-34% | 5.334e-28% | 8.247e-23% | 1.318e-18% | 3.481e-15% | 2.179e-12% | 4.267e-10% | 3.248e-08% | 1.141e-06%
[5 empty] | 220635.1318 | 2000 | 2000 | 2000 | 38.4 | 0% | 0% | 0% | 0% | 0% | 0% | 0% | 0% | 8.442e-232% | 2.875e-175% | 6.726e-135% | 2.645e-105% | 3.897e-83% | 3.128e-66% | 3.801e-53% | 6.854e-43% | 9.131e-35% | 2.846e-28% | 4.825e-23% | 8.328e-19% | 2.349e-15% | 1.554e-12% | 3.192e-10% | 2.532e-08% | 9.213e-07%
[5 empty] | 222363.3365 | 2000 | 2000 | 2000 | 38.5 | 0% | 0% | 0% | 0% | 0% | 0% | 0% | 0% | 2.225e-233% | 1.671e-176% | 6.958e-136% | 4.215e-106% | 8.643e-84% | 8.983e-67% | 1.34e-53% | 2.852e-43% | 4.347e-35% | 1.514e-28% | 2.815e-23% | 5.251e-19% | 1.581e-15% | 1.107e-12% | 2.384e-10% | 1.97e-08% | 7.429e-07%
[5 empty] | 224100.5422 | 2000 | 2000 | 2000 | 38.6 | 0% | 0% | 0% | 0% | 0% | 0% | 0% | 0% | 5.795e-235% | 9.62e-178% | 7.139e-137% | 6.668e-107% | 1.906e-84% | 2.567e-67% | 4.706e-54% | 1.182e-43% | 2.062e-35% | 8.03e-29% | 1.638e-23% | 3.302e-19% | 1.062e-15% | 7.861e-13% | 1.777e-10% | 1.53e-08% | 5.981e-07%
[5 empty] | 225846.7724 | 2000 | 2000 | 2000 | 38.7 | 0% | 0% | 0% | 0% | 0% | 0% | 0% | 0% | 1.49e-236% | 5.481e-179% | 7.265e-138% | 1.048e-107% | 4.178e-85% | 7.299e-68% | 1.645e-54% | 4.878e-44% | 9.75e-36% | 4.245e-29% | 9.504e-24% | 2.072e-19% | 7.118e-16% | 5.573e-13% | 1.322e-10% | 1.187e-08% | 4.808e-07%
[5 empty] | 227602.0503 | 2000 | 2000 | 2000 | 38.8 | 0% | 0% | 0% | 0% | 0% | 0% | 0% | 0% | 3.786e-238% | 3.092e-180% | 7.332e-139% | 1.635e-108% | 9.104e-86% | 2.065e-68% | 5.725e-55% | 2.006e-44% | 4.593e-36% | 2.238e-29% | 5.5e-24% | 1.296e-19% | 4.76e-16% | 3.942e-13% | 9.813e-11% | 9.185e-09% | 3.858e-07%
[5 empty] | 229366.3995 | 2000 | 2000 | 2000 | 38.9 | 0% | 0% | 0% | 0% | 0% | 0% | 0% | 0% | 9.501e-240% | 1.727e-181% | 7.339e-140% | 2.534e-109% | 1.972e-86% | 5.811e-69% | 1.983e-55% | 8.216e-45% | 2.157e-36% | 1.176e-29% | 3.173e-24% | 8.093e-20% | 3.175e-16% | 2.783e-13% | 7.272e-11% | 7.097e-09% | 3.091e-07%
[5 empty] | 231139.8432 | 2000 | 2000 | 2000 | 39 | 0% | 0% | 0% | 0% | 0% | 0% | 0% | 0% | 2.355e-241% | 9.552e-183% | 7.286e-141% | 3.899e-110% | 4.247e-87% | 1.627e-69% | 6.841e-56% | 3.352e-45% | 1.009e-36% | 6.159e-30% | 1.826e-24% | 5.039e-20% | 2.114e-16% | 1.961e-13% | 5.379e-11% | 5.475e-09% | 2.473e-07%
[5 empty] | 232922.4049 | 2000 | 2000 | 2000 | 39.1 | 0% | 0% | 0% | 0% | 0% | 0% | 0% | 0% | 5.765e-243% | 5.229e-184% | 7.173e-142% | 5.958e-111% | 9.092e-88% | 4.533e-70% | 2.349e-56% | 1.362e-45% | 4.705e-37% | 3.216e-30% | 1.048e-24% | 3.13e-20% | 1.404e-16% | 1.379e-13% | 3.972e-11% | 4.216e-09% | 1.975e-07%
[5 empty] | 234714.1079 | 2000 | 2000 | 2000 | 39.2 | 0% | 0% | 0% | 0% | 0% | 0% | 0% | 0% | 1.394e-244% | 2.835e-185% | 7.004e-143% | 9.043e-112% | 1.935e-88% | 1.256e-70% | 8.031e-57% | 5.515e-46% | 2.186e-37% | 1.674e-30% | 5.997e-25% | 1.939e-20% | 9.301e-17% | 9.674e-14% | 2.927e-11% | 3.241e-09% | 1.575e-07%
[5 empty] | 236514.9755 | 2000 | 2000 | 2000 | 39.3 | 0% | 0% | 0% | 0% | 0% | 0% | 0% | 0% | 3.329e-246% | 1.521e-186% | 6.782e-144% | 1.363e-112% | 4.093e-89% | 3.464e-71% | 2.733e-57% | 2.224e-46% | 1.012e-37% | 8.689e-31% | 3.422e-25% | 1.198e-20% | 6.149e-17% | 6.773e-14% | 2.153e-11% | 2.487e-09% | 1.254e-07%
[5 empty] | 238325.0313 | 2000 | 2000 | 2000 | 39.4 | 0% | 0% | 0% | 0% | 0% | 0% | 0% | 0% | 7.854e-248% | 8.082e-188% | 6.514e-145% | 2.04e-113% | 8.609e-90% | 9.504e-72% | 9.262e-58% | 8.934e-47% | 4.672e-38% | 4.496e-31% | 1.947e-25% | 7.387e-21% | 4.056e-17% | 4.733e-14% | 1.58e-11% | 1.905e-09% | 9.967e-08%
[5 empty] | 240144.2985 | 2000 | 2000 | 2000 | 39.5 | 0% | 0% | 0% | 0% | 0% | 0% | 0% | 0% | 1.83e-249% | 4.251e-189% | 6.204e-146% | 3.032e-114% | 1.8e-90% | 2.594e-72% | 3.124e-58% | 3.574e-47% | 2.148e-38% | 2.319e-31% | 1.105e-25% | 4.543e-21% | 2.669e-17% | 3.3e-14% | 1.158e-11% | 1.457e-09% | 7.909e-08%
[5 empty] | 241972.8006 | 2000 | 2000 | 2000 | 39.6 | 0% | 0% | 0% | 0% | 0% | 0% | 0% | 0% | 4.212e-251% | 2.214e-190% | 5.861e-147% | 4.475e-115% | 3.741e-91% | 7.044e-73% | 1.049e-58% | 1.425e-47% | 9.846e-39% | 1.192e-31% | 6.255e-26% | 2.787e-21% | 1.753e-17% | 2.296e-14% | 8.469e-12% | 1.112e-09% | 6.267e-08%
[5 empty] | 243810.5609 | 2000 | 2000 | 2000 | 39.7 | 0% | 0% | 0% | 0% | 0% | 0% | 0% | 0% | 9.574e-253% | 1.142e-191% | 5.491e-148% | 6.56e-116% | 7.728e-92% | 1.903e-73% | 3.508e-59% | 5.656e-48% | 4.497e-39% | 6.113e-32% | 3.53e-26% | 1.705e-21% | 1.148e-17% | 1.595e-14% | 6.182e-12% | 8.477e-10% | 4.957e-08%
[5 empty] | 245657.6028 | 2000 | 2000 | 2000 | 39.8 | 0% | 0% | 0% | 0% | 0% | 0% | 0% | 0% | 2.15e-254% | 5.827e-193% | 5.102e-149% | 9.55e-117% | 1.587e-92% | 5.116e-74% | 1.168e-59% | 2.237e-48% | 2.046e-39% | 3.124e-32% | 1.987e-26% | 1.041e-21% | 7.506e-18% | 1.105e-14% | 4.504e-12% | 6.449e-10% | 3.915e-08%
[5 empty] | 247513.9496 | 2000 | 2000 | 2000 | 39.9 | 0% | 0% | 0% | 0% | 0% | 0% | 0% | 0% | 4.768e-256% | 2.945e-194% | 4.702e-150% | 1.381e-117% | 3.241e-93% | 1.368e-74% | 3.87e-60% | 8.81e-49% | 9.282e-40% | 1.592e-32% | 1.115e-26% | 6.335e-22% | 4.895e-18% | 7.643e-15% | 3.276e-12% | 4.897e-10% | 3.087e-08%
[5 empty] | 249379.6248 | 2000 | 2000 | 2000 | 40 | 0% | 0% | 0% | 0% | 0% | 0% | 0% | 0% | 1.044e-257% | 1.474e-195% | 4.297e-151% | 1.982e-118% | 6.579e-94% | 3.64e-75% | 1.277e-60% | 3.457e-49% | 4.195e-40% | 8.083e-33% | 6.242e-27% | 3.847e-22% | 3.185e-18% | 5.275e-15% | 2.378e-12% | 3.713e-10% | 2.43e-08%
[5 empty] | 251254.6518 | 2000 | 2000 | 2000 | 40.1 | 0% | 0% | 0% | 0% | 0% | 0% | 0% | 0% | 2.26e-259% | 7.3e-197% | 3.895e-152% | 2.826e-119% | 1.327e-94% | 9.637e-76% | 4.194e-61% | 1.351e-49% | 1.89e-40% | 4.093e-33% | 3.484e-27% | 2.331e-22% | 2.068e-18% | 3.633e-15% | 1.722e-12% | 2.81e-10% | 1.91e-08%
[5 empty] | 253139.0539 | 2000 | 2000 | 2000 | 40.2 | 0% | 0% | 0% | 0% | 0% | 0% | 0% | 0% | 4.83e-261% | 3.58e-198% | 3.502e-153% | 4.001e-120% | 2.663e-95% | 2.538e-76% | 1.371e-61% | 5.26e-50% | 8.482e-41% | 2.066e-33% | 1.939e-27% | 1.408e-22% | 1.34e-18% | 2.497e-15% | 1.246e-12% | 2.123e-10% | 1.499e-08%
[5 empty] | 255032.8544 | 2000 | 2000 | 2000 | 40.3 | 0% | 0% | 0% | 0% | 0% | 0% | 0% | 0% | 1.02e-262% | 1.739e-199% | 3.122e-154% | 5.626e-121% | 5.309e-96% | 6.651e-77% | 4.465e-62% | 2.04e-50% | 3.794e-41% | 1.04e-33% | 1.076e-27% | 8.488e-23% | 8.657e-19% | 1.712e-15% | 8.99e-13% | 1.601e-10% | 1.174e-08%
[5 empty] | 256936.0769 | 2000 | 2000 | 2000 | 40.4 | 0% | 0% | 0% | 0% | 0% | 0% | 0% | 0% | 2.126e-264% | 8.358e-201% | 2.761e-155% | 7.855e-122% | 1.052e-96% | 1.734e-77% | 1.447e-62% | 7.879e-51% | 1.691e-41% | 5.216e-34% | 5.958e-28% | 5.104e-23% | 5.582e-19% | 1.172e-15% | 6.476e-13% | 1.205e-10% | 9.187e-09%
[5 empty] | 258848.7445 | 2000 | 2000 | 2000 | 40.5 | 0% | 0% | 0% | 0% | 0% | 0% | 0% | 0% | 4.378e-266% | 3.978e-202% | 2.421e-156% | 1.089e-122% | 2.074e-97% | 4.497e-78% | 4.669e-63% | 3.032e-51% | 7.513e-42% | 2.608e-34% | 3.289e-28% | 3.061e-23% | 3.592e-19% | 8.006e-16% | 4.656e-13% | 9.059e-11% | 7.175e-09%
[5 empty] | 260770.8809 | 2000 | 2000 | 2000 | 40.6 | 0% | 0% | 0% | 0% | 0% | 0% | 0% | 0% | 8.906e-268% | 1.875e-203% | 2.106e-157% | 1.5e-123% | 4.063e-98% | 1.16e-78% | 1.5e-63% | 1.162e-51% | 3.326e-42% | 1.301e-34% | 1.811e-28% | 1.831e-23% | 2.305e-19% | 5.457e-16% | 3.342e-13% | 6.797e-11% | 5.595e-09%
[5 empty] | 262702.5092 | 2000 | 2000 | 2000 | 40.7 | 0% | 0% | 0% | 0% | 0% | 0% | 0% | 0% | 1.789e-269% | 8.746e-205% | 1.816e-158% | 2.051e-124% | 7.912e-99% | 2.979e-79% | 4.797e-64% | 4.436e-52% | 1.467e-42% | 6.464e-35% | 9.94e-29% | 1.093e-23% | 1.477e-19% | 3.712e-16% | 2.394e-13% | 5.091e-11% | 4.355e-09%
[5 empty] | 264643.6529 | 2000 | 2000 | 2000 | 40.8 | 0% | 0% | 0% | 0% | 0% | 0% | 0% | 0% | 3.551e-271% | 4.04e-206% | 1.554e-159% | 2.786e-125% | 1.532e-99% | 7.61e-80% | 1.527e-64% | 1.687e-52% | 6.451e-43% | 3.203e-35% | 5.441e-29% | 6.505e-24% | 9.435e-20% | 2.52e-16% | 1.711e-13% | 3.806e-11% | 3.385e-09%
[5 empty] | 266594.3354 | 2000 | 2000 | 2000 | 40.9 | 0% | 0% | 0% | 0% | 0% | 0% | 0% | 0% | 6.962e-273% | 1.847e-207% | 1.318e-160% | 3.757e-126% | 2.948e-100% | 1.934e-80% | 4.842e-65% | 6.391e-53% | 2.826e-43% | 1.582e-35% | 2.971e-29% | 3.862e-24% | 6.015e-20% | 1.707e-16% | 1.221e-13% | 2.841e-11% | 2.627e-09%
[5 empty] | 268554.5801 | 2000 | 2000 | 2000 | 41 | 0% | 0% | 0% | 0% | 0% | 0% | 0% | 0% | 1.348e-274% | 8.364e-209% | 1.109e-161% | 5.032e-127% | 5.639e-101% | 4.89e-81% | 1.528e-65% | 2.412e-53% | 1.234e-43% | 7.792e-36% | 1.617e-29% | 2.288e-24% | 3.826e-20% | 1.154e-16% | 8.698e-14% | 2.117e-11% | 2.035e-09%
[5 empty] | 270524.4102 | 2000 | 2000 | 2000 | 41.1 | 0% | 0% | 0% | 0% | 0% | 0% | 0% | 0% | 2.578e-276% | 3.749e-210% | 9.257e-163% | 6.692e-128% | 1.072e-101% | 1.23e-81% | 4.801e-66% | 9.065e-54% | 5.369e-44% | 3.826e-36% | 8.78e-30% | 1.352e-24% | 2.429e-20% | 7.785e-17% | 6.184e-14% | 1.574e-11% | 1.574e-09%
[5 empty] | 272503.8493 | 2000 | 2000 | 2000 | 41.2 | 0% | 0% | 0% | 0% | 0% | 0% | 0% | 0% | 4.869e-278% | 1.664e-211% | 7.662e-164% | 8.84e-129% | 2.028e-102% | 3.079e-82% | 1.502e-66% | 3.394e-54% | 2.328e-44% | 1.872e-36% | 4.754e-30% | 7.966e-25% | 1.538e-20% | 5.241e-17% | 4.388e-14% | 1.169e-11% | 1.216e-09%
[5 empty] | 274492.9207 | 2000 | 2000 | 2000 | 41.3 | 0% | 0% | 0% | 0% | 0% | 0% | 0% | 0% | 9.085e-280% | 7.31e-213% | 6.289e-165% | 1.16e-129% | 3.811e-103% | 7.666e-83% | 4.676e-67% | 1.266e-54% | 1.006e-44% | 9.136e-37% | 2.567e-30% | 4.683e-25% | 9.716e-21% | 3.521e-17% | 3.107e-14% | 8.664e-12% | 9.375e-10%
[5 empty] | 276491.6477 | 2000 | 2000 | 2000 | 41.4 | 0% | 0% | 0% | 0% | 0% | 0% | 0% | 0% | 1.674e-281% | 3.18e-214% | 5.12e-166% | 1.51e-130% | 7.12e-104% | 1.899e-83% | 1.45e-67% | 4.702e-55% | 4.331e-45% | 4.444e-37% | 1.382e-30% | 2.746e-25% | 6.125e-21% | 2.361e-17% | 2.197e-14% | 6.411e-12% | 7.217e-10%
[5 empty] | 278500.0538 | 2000 | 2000 | 2000 | 41.5 | 0% | 0% | 0% | 0% | 0% | 0% | 0% | 0% | 3.048e-283% | 1.369e-215% | 4.134e-167% | 1.954e-131% | 1.322e-104% | 4.68e-84% | 4.475e-68% | 1.74e-55% | 1.859e-45% | 2.155e-37% | 7.42e-31% | 1.606e-25% | 3.852e-21% | 1.58e-17% | 1.55e-14% | 4.735e-12% | 5.547e-10%
[5 empty] | 280518.1623 | 2000 | 2000 | 2000 | 41.6 | 0% | 0% | 0% | 0% | 0% | 0% | 0% | 0% | 5.48e-285% | 5.839e-217% | 3.31e-168% | 2.51e-132% | 2.442e-105% | 1.148e-84% | 1.375e-68% | 6.414e-56% | 7.948e-46% | 1.042e-37% | 3.973e-31% | 9.372e-26% | 2.417e-21% | 1.055e-17% | 1.091e-14% | 3.491e-12% | 4.256e-10%
[5 empty] | 282545.9966 | 2000 | 2000 | 2000 | 41.7 | 0% | 0% | 0% | 0% | 0% | 0% | 0% | 0% | 9.732e-287% | 2.465e-218% | 2.629e-169% | 3.202e-133% | 4.482e-106% | 2.8e-85% | 4.206e-69% | 2.355e-56% | 3.387e-46% | 5.021e-38% | 2.122e-31% | 5.455e-26% | 1.513e-21% | 7.027e-18% | 7.672e-15% | 2.57e-12% | 3.261e-10%
[5 empty] | 284583.5801 | 2000 | 2000 | 2000 | 41.8 | 0% | 0% | 0% | 0% | 0% | 0% | 0% | 0% | 1.707e-288% | 1.03e-219% | 2.071e-170% | 4.057e-134% | 8.178e-107% | 6.797e-86% | 1.281e-69% | 8.612e-57% | 1.439e-46% | 2.412e-38% | 1.13e-31% | 3.167e-26% | 9.454e-22% | 4.673e-18% | 5.382e-15% | 1.888e-12% | 2.494e-10%
[5 empty] | 286630.9362 | 2000 | 2000 | 2000 | 41.9 | 0% | 0% | 0% | 0% | 0% | 0% | 0% | 0% | 2.958e-290% | 4.263e-221% | 1.617e-171% | 5.105e-135% | 1.483e-107% | 1.641e-86% | 3.884e-70% | 3.137e-57% | 6.088e-47% | 1.155e-38% | 5.999e-32% | 1.834e-26% | 5.892e-22% | 3.101e-18% | 3.769e-15% | 1.385e-12% | 1.905e-10%
[5 empty] | 288688.0882 | 2000 | 2000 | 2000 | 42 | 0% | 0% | 0% | 0% | 0% | 0% | 0% | 0% | 5.061e-292% | 1.746e-222% | 1.253e-172% | 6.378e-136% | 2.675e-108% | 3.944e-87% | 1.172e-70% | 1.139e-57% | 2.568e-47% | 5.517e-39% | 3.177e-32% | 1.059e-26% | 3.664e-22% | 2.053e-18% | 2.634e-15% | 1.014e-12% | 1.452e-10%
[5 empty] | 290755.0595 | 2000 | 2000 | 2000 | 42.1 | 0% | 0% | 0% | 0% | 0% | 0% | 0% | 0% | 8.555e-294% | 7.083e-224% | 9.627e-174% | 7.914e-137% | 4.795e-109% | 9.427e-88% | 3.524e-71% | 4.115e-58% | 1.079e-47% | 2.626e-39% | 1.678e-32% | 6.105e-27% | 2.273e-22% | 1.357e-18% | 1.838e-15% | 7.414e-13% | 1.106e-10%
[5 empty] | 292831.8736 | 2000 | 2000 | 2000 | 42.2 | 0% | 0% | 0% | 0% | 0% | 0% | 0% | 0% | 1.428e-295% | 2.844e-225% | 7.336e-175% | 9.752e-138% | 8.544e-110% | 2.242e-88% | 1.054e-71% | 1.482e-58% | 4.52e-48% | 1.246e-39% | 8.834e-33% | 3.509e-27% | 1.407e-22% | 8.948e-19% | 1.279e-15% | 5.41e-13% | 8.403e-11%
[5 empty] | 294918.5537 | 2000 | 2000 | 2000 | 42.3 | 0% | 0% | 0% | 0% | 0% | 0% | 0% | 0% | 2.356e-297% | 1.131e-226% | 5.544e-176% | 1.193e-138% | 1.514e-110% | 5.305e-89% | 3.14e-72% | 5.315e-59% | 1.887e-48% | 5.896e-40% | 4.639e-33% | 2.012e-27% | 8.692e-23% | 5.889e-19% | 8.892e-16% | 3.941e-13% | 6.376e-11%
[5 empty] | 297015.1233 | 2000 | 2000 | 2000 | 42.4 | 0% | 0% | 0% | 0% | 0% | 0% | 0% | 0% | 3.837e-299% | 4.451e-228% | 4.155e-177% | 1.45e-139% | 2.666e-111% | 1.249e-89% | 9.312e-73% | 1.899e-59% | 7.848e-49% | 2.781e-40% | 2.43e-33% | 1.151e-27% | 5.356e-23% | 3.867e-19% | 6.168e-16% | 2.866e-13% | 4.831e-11%
[5 empty] | 299121.6057 | 2000 | 2000 | 2000 | 42.5 | 0% | 0% | 0% | 0% | 0% | 0% | 0% | 0% | 6.173e-301% | 1.734e-229% | 3.089e-178% | 1.75e-140% | 4.666e-112% | 2.925e-90% | 2.749e-73% | 6.757e-60% | 3.253e-49% | 1.307e-40% | 1.269e-33% | 6.564e-28% | 3.293e-23% | 2.535e-19% | 4.27e-16% | 2.08e-13% | 3.654e-11%
[5 empty] | 301238.0243 | 2000 | 2000 | 2000 | 42.6 | 0% | 0% | 0% | 0% | 0% | 0% | 0% | 0% | 9.81e-303% | 6.691e-231% | 2.277e-179% | 2.098e-141% | 8.121e-113% | 6.815e-91% | 8.081e-74% | 2.395e-60% | 1.344e-49% | 6.129e-41% | 6.609e-34% | 3.736e-28% | 2.02e-23% | 1.658e-19% | 2.951e-16% | 1.508e-13% | 2.759e-11%
[5 empty] | 303364.4025 | 2000 | 2000 | 2000 | 42.7 | 0% | 0% | 0% | 0% | 0% | 0% | 0% | 0% | 1.54e-304% | 2.556e-232% | 1.665e-180% | 2.497e-142% | 1.405e-113% | 1.58e-91% | 2.365e-74% | 8.457e-61% | 5.533e-50% | 2.864e-41% | 3.432e-34% | 2.12e-28% | 1.236e-23% | 1.082e-19% | 2.035e-16% | 1.091e-13% | 2.08e-11%
[5 empty] | 305500.7638 | 2000 | 2000 | 2000 | 42.8 | 0% | 0% | 0% | 0% | 0% | 0% | 0% | 0% | 2.387e-306% | 9.665e-234% | 1.207e-181% | 2.951e-143% | 2.416e-114% | 3.644e-92% | 6.888e-75% | 2.975e-61% | 2.27e-50% | 1.334e-41% | 1.778e-34% | 1.201e-28% | 7.551e-24% | 7.048e-20% | 1.401e-16% | 7.876e-14% | 1.566e-11%
[5 empty] | 307647.1313 | 2000 | 2000 | 2000 | 42.9 | 0% | 0% | 0% | 0% | 0% | 0% | 0% | 0% | 0% | 3.619e-235% | 8.683e-183% | 3.464e-144% | 4.131e-115% | 8.363e-93% | 1.998e-75% | 1.042e-61% | 9.279e-51% | 6.196e-42% | 9.183e-35% | 6.782e-29% | 4.601e-24% | 4.581e-20% | 9.628e-17% | 5.678e-14% | 1.177e-11%
[5 empty] | 309803.5286 | 2000 | 2000 | 2000 | 43 | 0% | 0% | 0% | 0% | 0% | 0% | 0% | 0% | 0% | 1.341e-236% | 6.193e-184% | 4.037e-145% | 7.021e-116% | 1.909e-93% | 5.769e-76% | 3.637e-62% | 3.78e-51% | 2.869e-42% | 4.73e-35% | 3.821e-29% | 2.797e-24% | 2.971e-20% | 6.603e-17% | 4.086e-14% | 8.832e-12%
[5 empty] | 311969.9791 | 2000 | 2000 | 2000 | 43.1 | 0% | 0% | 0% | 0% | 0% | 0% | 0% | 0% | 0% | 4.923e-238% | 4.381e-185% | 4.674e-146% | 1.186e-116% | 4.337e-94% | 1.658e-76% | 1.264e-62% | 1.535e-51% | 1.324e-42% | 2.429e-35% | 2.147e-29% | 1.696e-24% | 1.923e-20% | 4.52e-17% | 2.935e-14% | 6.617e-12%
[5 empty] | 314146.506 | 2000 | 2000 | 2000 | 43.2 | 0% | 0% | 0% | 0% | 0% | 0% | 0% | 0% | 0% | 1.789e-239% | 3.074e-186% | 5.373e-147% | 1.993e-117% | 9.802e-95% | 4.746e-77% | 4.378e-63% | 6.21e-52% | 6.092e-43% | 1.244e-35% | 1.204e-29% | 1.027e-24% | 1.243e-20% | 3.088e-17% | 2.105e-14% | 4.949e-12%
[5 empty] | 316333.1328 | 2000 | 2000 | 2000 | 43.3 | 0% | 0% | 0% | 0% | 0% | 0% | 0% | 0% | 0% | 6.434e-241% | 2.139e-187% | 6.134e-148% | 3.327e-118% | 2.204e-95% | 1.352e-77% | 1.51e-63% | 2.504e-52% | 2.795e-43% | 6.357e-36% | 6.732e-30% | 6.198e-25% | 8.01e-21% | 2.106e-17% | 1.507e-14% | 3.696e-12%
[5 empty] | 318529.8828 | 2000 | 2000 | 2000 | 43.4 | 0% | 0% | 0% | 0% | 0% | 0% | 0% | 0% | 0% | 2.292e-242% | 1.476e-188% | 6.954e-149% | 5.522e-119% | 4.93e-96% | 3.835e-78% | 5.188e-64% | 1.006e-52% | 1.278e-43% | 3.238e-36% | 3.755e-30% | 3.734e-25% | 5.153e-21% | 1.433e-17% | 1.077e-14% | 2.755e-12%
[5 empty] | 320736.7795 | 2000 | 2000 | 2000 | 43.5 | 0% | 0% | 0% | 0% | 0% | 0% | 0% | 0% | 0% | 8.08e-244% | 1.01e-189% | 7.829e-150% | 9.112e-120% | 1.097e-96% | 1.083e-78% | 1.775e-64% | 4.029e-53% | 5.826e-44% | 1.645e-36% | 2.089e-30% | 2.244e-25% | 3.308e-21% | 9.739e-18% | 7.684e-15% | 2.051e-12%
[5 empty] | 322953.8462 | 2000 | 2000 | 2000 | 43.6 | 0% | 0% | 0% | 0% | 0% | 0% | 0% | 0% | 0% | 2.821e-245% | 6.856e-191% | 8.753e-151% | 1.495e-120% | 2.43e-97% | 3.045e-79% | 6.052e-65% | 1.608e-53% | 2.648e-44% | 8.333e-37% | 1.16e-30% | 1.346e-25% | 2.119e-21% | 6.604e-18% | 5.472e-15% | 1.524e-12%
[5 empty] | 325181.1063 | 2000 | 2000 | 2000 | 43.7 | 0% | 0% | 0% | 0% | 0% | 0% | 0% | 0% | 0% | 9.749e-247% | 4.615e-192% | 9.719e-152% | 2.437e-121% | 5.352e-98% | 8.523e-80% | 2.055e-65% | 6.393e-54% | 1.2e-44% | 4.21e-37% | 6.42e-31% | 8.053e-26% | 1.355e-21% | 4.469e-18% | 3.891e-15% | 1.131e-12%
[5 empty] | 327418.5831 | 2000 | 2000 | 2000 | 43.8 | 0% | 0% | 0% | 0% | 0% | 0% | 0% | 0% | 0% | 3.336e-248% | 3.081e-193% | 1.072e-152% | 3.951e-122% | 1.173e-98% | 2.375e-80% | 6.951e-66% | 2.534e-54% | 5.419e-45% | 2.121e-37% | 3.545e-31% | 4.807e-26% | 8.645e-22% | 3.019e-18% | 2.761e-15% | 8.379e-13%
[5 empty] | 329666.3001 | 2000 | 2000 | 2000 | 43.9 | 0% | 0% | 0% | 0% | 0% | 0% | 0% | 0% | 0% | 1.13e-249% | 2.04e-194% | 1.174e-153% | 6.367e-123% | 2.558e-99% | 6.589e-81% | 2.342e-66% | 1.001e-54% | 2.44e-45% | 1.066e-37% | 1.953e-31% | 2.863e-26% | 5.505e-22% | 2.036e-18% | 1.956e-15% | 6.198e-13%
[5 empty] | 331924.2807 | 2000 | 2000 | 2000 | 44 | 0% | 0% | 0% | 0% | 0% | 0% | 0% | 0% | 0% | 3.791e-251% | 1.34e-195% | 1.276e-154% | 1.02e-123% | 5.55e-100% | 1.82e-81% | 7.86e-67% | 3.938e-55% | 1.095e-45% | 5.338e-38% | 1.073e-31% | 1.702e-26% | 3.498e-22% | 1.37e-18% | 1.384e-15% | 4.577e-13%
[5 empty] | 334192.5481 | 2000 | 2000 | 2000 | 44.1 | 0% | 0% | 0% | 0% | 0% | 0% | 0% | 0% | 0% | 1.259e-252% | 8.725e-197% | 1.378e-155% | 1.624e-124% | 1.198e-100% | 5.004e-82% | 2.628e-67% | 1.544e-55% | 4.903e-46% | 2.667e-38% | 5.882e-32% | 1.009e-26% | 2.218e-22% | 9.203e-19% | 9.769e-16% | 3.374e-13%
[5 empty] | 336471.1258 | 2000 | 2000 | 2000 | 44.2 | 0% | 0% | 0% | 0% | 0% | 0% | 0% | 0% | 0% | 4.138e-254% | 5.636e-198% | 1.478e-156% | 2.571e-125% | 2.573e-101% | 1.37e-82% | 8.751e-68% | 6.036e-56% | 2.187e-46% | 1.329e-38% | 3.216e-32% | 5.969e-27% | 1.403e-22% | 6.17e-19% | 6.885e-16% | 2.484e-13%
[5 empty] | 338760.0373 | 2000 | 2000 | 2000 | 44.3 | 0% | 0% | 0% | 0% | 0% | 0% | 0% | 0% | 0% | 1.347e-255% | 3.61e-199% | 1.574e-157% | 4.047e-126% | 5.497e-102% | 3.733e-83% | 2.903e-68% | 2.351e-56% | 9.729e-47% | 6.603e-39% | 1.754e-32% | 3.523e-27% | 8.861e-23% | 4.129e-19% | 4.844e-16% | 1.825e-13%
[5 empty] | 341059.3057 | 2000 | 2000 | 2000 | 44.4 | 0% | 0% | 0% | 0% | 0% | 0% | 0% | 0% | 0% | 4.341e-257% | 2.294e-200% | 1.665e-158% | 6.331e-127% | 1.169e-102% | 1.013e-83% | 9.59e-69% | 9.126e-57% | 4.314e-47% | 3.272e-39% | 9.543e-33% | 2.075e-27% | 5.584e-23% | 2.758e-19% | 3.403e-16% | 1.339e-13%
[5 empty] | 343368.9546 | 2000 | 2000 | 2000 | 44.5 | 0% | 0% | 0% | 0% | 0% | 0% | 0% | 0% | 0% | 1.385e-258% | 1.445e-201% | 1.749e-159% | 9.846e-128% | 2.471e-103% | 2.736e-84% | 3.156e-69% | 3.53e-57% | 1.907e-47% | 1.617e-39% | 5.179e-33% | 1.219e-27% | 3.512e-23% | 1.838e-19% | 2.386e-16% | 9.811e-14%
[5 empty] | 345689.0073 | 2000 | 2000 | 2000 | 44.6 | 0% | 0% | 0% | 0% | 0% | 0% | 0% | 0% | 0% | 4.374e-260% | 9.031e-203% | 1.824e-160% | 1.522e-128% | 5.2e-104% | 7.357e-85% | 1.035e-69% | 1.361e-57% | 8.403e-48% | 7.965e-40% | 2.803e-33% | 7.147e-28% | 2.204e-23% | 1.223e-19% | 1.67e-16% | 7.176e-14%
[5 empty] | 348019.4871 | 2000 | 2000 | 2000 | 44.7 | 0% | 0% | 0% | 0% | 0% | 0% | 0% | 0% | 0% | 1.368e-261% | 5.597e-204% | 1.889e-161% | 2.34e-129% | 1.089e-104% | 1.97e-85% | 3.379e-70% | 5.227e-58% | 3.692e-48% | 3.914e-40% | 1.514e-33% | 4.18e-28% | 1.38e-23% | 8.124e-20% | 1.167e-16% | 5.24e-14%
[5 empty] | 350360.4176 | 2000 | 2000 | 2000 | 44.8 | 0% | 0% | 0% | 0% | 0% | 0% | 0% | 0% | 0% | 4.236e-263% | 3.441e-205% | 1.944e-162% | 3.575e-130% | 2.267e-105% | 5.25e-86% | 1.099e-70% | 2.001e-58% | 1.617e-48% | 1.918e-40% | 8.153e-34% | 2.44e-28% | 8.626e-24% | 5.386e-20% | 8.138e-17% | 3.82e-14%
[5 empty] | 352711.8219 | 2000 | 2000 | 2000 | 44.9 | 0% | 0% | 0% | 0% | 0% | 0% | 0% | 0% | 0% | 1.298e-264% | 2.097e-206% | 1.986e-163% | 5.43e-131% | 4.698e-106% | 1.393e-86% | 3.562e-71% | 7.633e-59% | 7.059e-49% | 9.373e-41% | 4.38e-34% | 1.421e-28% | 5.38e-24% | 3.563e-20% | 5.667e-17% | 2.781e-14%
[5 empty] | 355073.7237 | 2000 | 2000 | 2000 | 45 | 0% | 0% | 0% | 0% | 0% | 0% | 0% | 0% | 0% | 3.94e-266% | 1.268e-207% | 2.014e-164% | 8.198e-132% | 9.686e-107% | 3.681e-87% | 1.15e-71% | 2.902e-59% | 3.073e-49% | 4.568e-41% | 2.348e-34% | 8.253e-29% | 3.348e-24% | 2.353e-20% | 3.939e-17% | 2.021e-14%
[5 empty] | 357446.1461 | 2000 | 2000 | 2000 | 45.1 | 0% | 0% | 0% | 0% | 0% | 0% | 0% | 0% | 0% | 1.184e-267% | 7.604e-209% | 2.029e-165% | 1.231e-132% | 1.987e-107% | 9.681e-88% | 3.696e-72% | 1.099e-59% | 1.333e-49% | 2.22e-41% | 1.255e-34% | 4.784e-29% | 2.08e-24% | 1.551e-20% | 2.733e-17% | 1.466e-14%
[5 empty] | 359829.1125 | 2000 | 2000 | 2000 | 45.2 | 0% | 0% | 0% | 0% | 0% | 0% | 0% | 0% | 0% | 3.522e-269% | 4.522e-210% | 2.03e-166% | 1.836e-133% | 4.055e-108% | 2.535e-88% | 1.184e-72% | 4.151e-60% | 5.768e-50% | 1.076e-41% | 6.692e-35% | 2.767e-29% | 1.289e-24% | 1.02e-20% | 1.893e-17% | 1.062e-14%
[5 empty] | 362222.6465 | 2000 | 2000 | 2000 | 45.3 | 0% | 0% | 0% | 0% | 0% | 0% | 0% | 0% | 0% | 1.037e-270% | 2.667e-211% | 2.017e-167% | 2.724e-134% | 8.232e-109% | 6.608e-89% | 3.775e-73% | 1.562e-60% | 2.487e-50% | 5.199e-42% | 3.56e-35% | 1.596e-29% | 7.974e-25% | 6.701e-21% | 1.309e-17% | 7.682e-15%
[5 empty] | 364626.7713 | 2000 | 2000 | 2000 | 45.4 | 0% | 0% | 0% | 0% | 0% | 0% | 0% | 0% | 0% | 3.025e-272% | 1.56e-212% | 1.991e-168% | 4.016e-135% | 1.663e-109% | 1.715e-89% | 1.2e-73% | 5.856e-61% | 1.069e-50% | 2.506e-42% | 1.889e-35% | 9.19e-30% | 4.922e-25% | 4.392e-21% | 9.036e-18% | 5.547e-15%
[5 empty] | 367041.5103 | 2000 | 2000 | 2000 | 45.5 | 0% | 0% | 0% | 0% | 0% | 0% | 0% | 0% | 0% | 8.732e-274% | 9.049e-214% | 1.95e-169% | 5.888e-136% | 3.342e-110% | 4.431e-90% | 3.797e-74% | 2.188e-61% | 4.583e-51% | 1.204e-42% | 9.997e-36% | 5.279e-30% | 3.032e-25% | 2.873e-21% | 6.227e-18% | 3.999e-15%
[5 empty] | 369466.8869 | 2000 | 2000 | 2000 | 45.6 | 0% | 0% | 0% | 0% | 0% | 0% | 0% | 0% | 0% | 2.496e-275% | 5.207e-215% | 1.898e-170% | 8.58e-137% | 6.682e-111% | 1.14e-90% | 1.197e-74% | 8.148e-62% | 1.958e-51% | 5.772e-43% | 5.278e-36% | 3.025e-30% | 1.864e-25% | 1.876e-21% | 4.283e-18% | 2.879e-15%
[5 empty] | 371902.9245 | 2000 | 2000 | 2000 | 45.7 | 0% | 0% | 0% | 0% | 0% | 0% | 0% | 0% | 0% | 7.062e-277% | 2.971e-216% | 1.834e-171% | 1.243e-137% | 1.329e-111% | 2.919e-91% | 3.76e-75% | 3.023e-62% | 8.342e-52% | 2.759e-43% | 2.78e-36% | 1.73e-30% | 1.143e-25% | 1.222e-21% | 2.941e-18% | 2.069e-15%
[5 empty] | 374349.6464 | 2000 | 2000 | 2000 | 45.8 | 0% | 0% | 0% | 0% | 0% | 0% | 0% | 0% | 0% | 1.978e-278% | 1.681e-217% | 1.76e-172% | 1.79e-138% | 2.631e-112% | 7.442e-92% | 1.176e-75% | 1.118e-62% | 3.543e-52% | 1.315e-43% | 1.46e-36% | 9.869e-31% | 7e-26% | 7.952e-22% | 2.016e-18% | 1.484e-15%
[5 empty] | 376807.0761 | 2000 | 2000 | 2000 | 45.9 | 0% | 0% | 0% | 0% | 0% | 0% | 0% | 0% | 0% | 5.487e-280% | 9.436e-219% | 1.677e-173% | 2.562e-139% | 5.181e-113% | 1.889e-92% | 3.665e-76% | 4.12e-63% | 1.5e-52% | 6.25e-44% | 7.651e-37% | 5.618e-31% | 4.276e-26% | 5.163e-22% | 1.38e-18% | 1.063e-15%
[5 empty] | 379275.2369 | 2000 | 2000 | 2000 | 46 | 0% | 0% | 0% | 0% | 0% | 0% | 0% | 0% | 0% | 1.507e-281% | 5.253e-220% | 1.588e-174% | 3.647e-140% | 1.015e-113% | 4.773e-93% | 1.138e-76% | 1.513e-63% | 6.329e-53% | 2.962e-44% | 3.999e-37% | 3.19e-31% | 2.607e-26% | 3.345e-22% | 9.425e-19% | 7.604e-16%
[5 empty] | 381754.1522 | 2000 | 2000 | 2000 | 46.1 | 0% | 0% | 0% | 0% | 0% | 0% | 0% | 0% | 0% | 4.097e-283% | 2.9e-221% | 1.492e-175% | 5.159e-141% | 1.978e-114% | 1.201e-93% | 3.517e-77% | 5.538e-64% | 2.663e-53% | 1.4e-44% | 2.085e-37% | 1.808e-31% | 1.586e-26% | 2.164e-22% | 6.428e-19% | 5.43e-16%
[5 empty] | 384243.8454 | 2000 | 2000 | 2000 | 46.2 | 0% | 0% | 0% | 0% | 0% | 0% | 0% | 0% | 0% | 1.103e-284% | 1.588e-222% | 1.393e-176% | 7.256e-142% | 3.836e-115% | 3.008e-94% | 1.083e-77% | 2.02e-64% | 1.117e-53% | 6.601e-45% | 1.085e-37% | 1.022e-31% | 9.631e-27% | 1.397e-22% | 4.376e-19% | 3.871e-16%
[5 empty] | 386744.3398 | 2000 | 2000 | 2000 | 46.3 | 0% | 0% | 0% | 0% | 0% | 0% | 0% | 0% | 0% | 2.939e-286% | 8.621e-224% | 1.291e-177% | 1.015e-142% | 7.401e-116% | 7.5e-95% | 3.323e-78% | 7.34e-65% | 4.671e-54% | 3.103e-45% | 5.626e-38% | 5.765e-32% | 5.835e-27% | 9.001e-23% | 2.974e-19% | 2.755e-16%
[5 empty] | 389255.6589 | 2000 | 2000 | 2000 | 46.4 | 0% | 0% | 0% | 0% | 0% | 0% | 0% | 0% | 0% | 7.754e-288% | 4.643e-225% | 1.188e-178% | 1.41e-143% | 1.421e-116% | 1.862e-95% | 1.015e-78% | 2.659e-65% | 1.947e-54% | 1.455e-45% | 2.912e-38% | 3.245e-32% | 3.528e-27% | 5.789e-23% | 2.017e-19% | 1.958e-16%
[5 empty] | 391777.826 | 2000 | 2000 | 2000 | 46.5 | 0% | 0% | 0% | 0% | 0% | 0% | 0% | 0% | 0% | 2.025e-289% | 2.48e-226% | 1.086e-179% | 1.948e-144% | 2.713e-117% | 4.601e-96% | 3.091e-79% | 9.596e-66% | 8.092e-55% | 6.8e-46% | 1.503e-38% | 1.822e-32% | 2.129e-27% | 3.716e-23% | 1.366e-19% | 1.389e-16%
[5 empty] | 394310.8644 | 2000 | 2000 | 2000 | 46.6 | 0% | 0% | 0% | 0% | 0% | 0% | 0% | 0% | 0% | 5.238e-291% | 1.313e-227% | 9.862e-181% | 2.676e-145% | 5.155e-118% | 1.132e-96% | 9.371e-80% | 3.452e-66% | 3.352e-55% | 3.17e-46% | 7.739e-39% | 1.021e-32% | 1.282e-27% | 2.381e-23% | 9.236e-20% | 9.84e-17%
[5 empty] | 396854.7977 | 2000 | 2000 | 2000 | 46.7 | 0% | 0% | 0% | 0% | 0% | 0% | 0% | 0% | 0% | 1.341e-292% | 6.9e-229% | 8.891e-182% | 3.654e-146% | 9.745e-119% | 2.773e-97% | 2.83e-80% | 1.237e-66% | 1.385e-55% | 1.474e-46% | 3.975e-39% | 5.706e-33% | 7.704e-28% | 1.523e-23% | 6.233e-20% | 6.959e-17%
[5 empty] | 399409.6491 | 2000 | 2000 | 2000 | 46.8 | 0% | 0% | 0% | 0% | 0% | 0% | 0% | 0% | 0% | 3.4e-294% | 3.595e-230% | 7.96e-183% | 4.959e-147% | 1.833e-119% | 6.763e-98% | 8.515e-81% | 4.42e-67% | 5.701e-56% | 6.833e-47% | 2.037e-39% | 3.182e-33% | 4.62e-28% | 9.718e-24% | 4.199e-20% | 4.914e-17%
[5 empty] | 401975.442 | 2000 | 2000 | 2000 | 46.9 | 0% | 0% | 0% | 0% | 0% | 0% | 0% | 0% | 0% | 8.532e-296% | 1.858e-231% | 7.077e-184% | 6.692e-148% | 3.429e-120% | 1.642e-98% | 2.552e-81% | 1.573e-67% | 2.34e-56% | 3.159e-47% | 1.041e-39% | 1.771e-33% | 2.765e-28% | 6.191e-24% | 2.824e-20% | 3.464e-17%
[5 empty] | 404552.1998 | 2000 | 2000 | 2000 | 47 | 0% | 0% | 0% | 0% | 0% | 0% | 0% | 0% | 0% | 2.12e-297% | 9.521e-233% | 6.249e-185% | 8.977e-149% | 6.384e-121% | 3.969e-99% | 7.616e-82% | 5.582e-68% | 9.576e-57% | 1.456e-47% | 5.306e-40% | 9.832e-34% | 1.651e-28% | 3.937e-24% | 1.896e-20% | 2.438e-17%
[5 empty] | 407139.946 | 2000 | 2000 | 2000 | 47.1 | 0% | 0% | 0% | 0% | 0% | 0% | 0% | 0% | 0% | 5.215e-299% | 4.839e-234% | 5.479e-186% | 1.197e-149% | 1.182e-121% | 9.551e-100% | 2.265e-82% | 1.973e-68% | 3.907e-57% | 6.697e-48% | 2.698e-40% | 5.446e-34% | 9.84e-29% | 2.499e-24% | 1.271e-20% | 1.713e-17%
[5 empty] | 409738.7038 | 2000 | 2000 | 2000 | 47.2 | 0% | 0% | 0% | 0% | 0% | 0% | 0% | 0% | 0% | 1.27e-300% | 2.439e-235% | 4.771e-187% | 1.587e-150% | 2.179e-122% | 2.288e-100% | 6.707e-83% | 6.952e-69% | 1.589e-57% | 3.07e-48% | 1.369e-40% | 3.01e-34% | 5.852e-29% | 1.583e-24% | 8.501e-21% | 1.202e-17%
[5 empty] | 412348.4966 | 2000 | 2000 | 2000 | 47.3 | 0% | 0% | 0% | 0% | 0% | 0% | 0% | 0% | 0% | 3.063e-302% | 1.219e-236% | 4.125e-188% | 2.091e-151% | 3.995e-123% | 5.458e-101% | 1.979e-83% | 2.441e-69% | 6.442e-58% | 1.404e-48% | 6.926e-41% | 1.66e-34% | 3.473e-29% | 1.001e-24% | 5.678e-21% | 8.421e-18%
[5 empty] | 414969.3479 | 2000 | 2000 | 2000 | 47.4 | 0% | 0% | 0% | 0% | 0% | 0% | 0% | 0% | 0% | 7.312e-304% | 6.046e-238% | 3.543e-189% | 2.739e-152% | 7.287e-124% | 1.296e-101% | 5.815e-84% | 8.539e-70% | 2.604e-58% | 6.402e-49% | 3.496e-41% | 9.132e-35% | 2.057e-29% | 6.316e-25% | 3.786e-21% | 5.889e-18%
[5 empty] | 417601.281 | 2000 | 2000 | 2000 | 47.5 | 0% | 0% | 0% | 0% | 0% | 0% | 0% | 0% | 0% | 1.728e-305% | 2.973e-239% | 3.021e-190% | 3.567e-153% | 1.322e-124% | 3.064e-102% | 1.702e-84% | 2.977e-70% | 1.049e-58% | 2.911e-49% | 1.76e-41% | 5.013e-35% | 1.216e-29% | 3.979e-25% | 2.52e-21% | 4.112e-18%
[5 empty] | 420244.3192 | 2000 | 2000 | 2000 | 47.6 | 0% | 0% | 0% | 0% | 0% | 0% | 0% | 0% | 0% | 0% | 1.45e-240% | 2.559e-191% | 4.618e-154% | 2.388e-125% | 7.211e-103% | 4.964e-85% | 1.035e-70% | 4.214e-59% | 1.32e-49% | 8.838e-42% | 2.746e-35% | 7.173e-30% | 2.501e-25% | 1.674e-21% | 2.866e-18%
[5 empty] | 422898.486 | 2000 | 2000 | 2000 | 47.7 | 0% | 0% | 0% | 0% | 0% | 0% | 0% | 0% | 0% | 0% | 7.013e-242% | 2.152e-192% | 5.944e-155% | 4.289e-126% | 1.69e-103% | 1.442e-85% | 3.582e-71% | 1.688e-59% | 5.969e-50% | 4.427e-42% | 1.5e-35% | 4.222e-30% | 1.57e-25% | 1.11e-21% | 1.995e-18%
[5 empty] | 425563.8048 | 2000 | 2000 | 2000 | 47.8 | 0% | 0% | 0% | 0% | 0% | 0% | 0% | 0% | 0% | 0% | 3.364e-243% | 1.797e-193% | 7.604e-156% | 7.665e-127% | 3.941e-104% | 4.171e-86% | 1.236e-71% | 6.738e-60% | 2.692e-50% | 2.212e-42% | 8.18e-36% | 2.48e-30% | 9.832e-26% | 7.352e-22% | 1.386e-18%
[5 empty] | 428240.2989 | 2000 | 2000 | 2000 | 47.9 | 0% | 0% | 0% | 0% | 0% | 0% | 0% | 0% | 0% | 0% | 1.601e-244% | 1.491e-194% | 9.671e-157% | 1.363e-127% | 9.153e-105% | 1.202e-86% | 4.251e-72% | 2.682e-60% | 1.21e-50% | 1.103e-42% | 4.45e-36% | 1.454e-30% | 6.146e-26% | 4.859e-22% | 9.618e-19%
[5 empty] | 430927.9917 | 2000 | 2000 | 2000 | 48 | 0% | 0% | 0% | 0% | 0% | 0% | 0% | 0% | 0% | 0% | 7.552e-246% | 1.228e-195% | 1.223e-157% | 2.411e-128% | 2.116e-105% | 3.451e-87% | 1.457e-72% | 1.064e-60% | 5.428e-51% | 5.483e-43% | 2.415e-36% | 8.505e-31% | 3.835e-26% | 3.206e-22% | 6.662e-19%
[5 empty] | 433626.9066 | 2000 | 2000 | 2000 | 48.1 | 0% | 0% | 0% | 0% | 0% | 0% | 0% | 0% | 0% | 0% | 3.534e-247% | 1.005e-196% | 1.537e-158% | 4.244e-129% | 4.871e-106% | 9.867e-88% | 4.975e-73% | 4.209e-61% | 2.428e-51% | 2.719e-43% | 1.308e-36% | 4.965e-31% | 2.389e-26% | 2.112e-22% | 4.607e-19%
[5 empty] | 436337.067 | 2000 | 2000 | 2000 | 48.2 | 0% | 0% | 0% | 0% | 0% | 0% | 0% | 0% | 0% | 0% | 1.64e-248% | 8.16e-198% | 1.92e-159% | 7.431e-130% | 1.116e-106% | 2.81e-88% | 1.693e-73% | 1.66e-61% | 1.083e-51% | 1.345e-43% | 7.066e-37% | 2.892e-31% | 1.485e-26% | 1.389e-22% | 3.181e-19%
[5 empty] | 439058.4962 | 2000 | 2000 | 2000 | 48.3 | 0% | 0% | 0% | 0% | 0% | 0% | 0% | 0% | 0% | 0% | 7.549e-250% | 6.583e-199% | 2.385e-160% | 1.295e-130% | 2.547e-107% | 7.974e-89% | 5.742e-74% | 6.525e-62% | 4.815e-52% | 6.639e-44% | 3.809e-37% | 1.682e-31% | 9.212e-27% | 9.114e-23% | 2.193e-19%
[5 empty] | 441791.2176 | 2000 | 2000 | 2000 | 48.4 | 0% | 0% | 0% | 0% | 0% | 0% | 0% | 0% | 0% | 0% | 3.446e-251% | 5.274e-200% | 2.945e-161% | 2.244e-131% | 5.784e-108% | 2.253e-89% | 1.941e-74% | 2.557e-62% | 2.136e-52% | 3.268e-44% | 2.049e-37% | 9.756e-32% | 5.705e-27% | 5.972e-23% | 1.509e-19%
[5 empty] | 444535.2546 | 2000 | 2000 | 2000 | 48.5 | 0% | 0% | 0% | 0% | 0% | 0% | 0% | 0% | 0% | 0% | 1.56e-252% | 4.196e-201% | 3.615e-162% | 3.87e-132% | 1.308e-108% | 6.344e-90% | 6.536e-75% | 9.99e-63% | 9.446e-53% | 1.605e-44% | 1.099e-37% | 5.649e-32% | 3.526e-27% | 3.906e-23% | 1.037e-19%
[5 empty] | 447290.6306 | 2000 | 2000 | 2000 | 48.6 | 0% | 0% | 0% | 0% | 0% | 0% | 0% | 0% | 0% | 0% | 7.005e-254% | 3.315e-202% | 4.411e-163% | 6.639e-133% | 2.945e-109% | 1.779e-90% | 2.194e-75% | 3.891e-63% | 4.166e-53% | 7.86e-45% | 5.886e-38% | 3.264e-32% | 2.175e-27% | 2.551e-23% | 7.115e-20%
[5 empty] | 450057.3689 | 2000 | 2000 | 2000 | 48.7 | 0% | 0% | 0% | 0% | 0% | 0% | 0% | 0% | 0% | 0% | 3.119e-255% | 2.601e-203% | 5.351e-164% | 1.133e-133% | 6.599e-110% | 4.969e-91% | 7.338e-76% | 1.511e-63% | 1.832e-53% | 3.84e-45% | 3.144e-38% | 1.882e-32% | 1.34e-27% | 1.663e-23% | 4.874e-20%
[5 empty] | 452835.493 | 2000 | 2000 | 2000 | 48.8 | 0% | 0% | 0% | 0% | 0% | 0% | 0% | 0% | 0% | 0% | 1.378e-256% | 2.027e-204% | 6.452e-165% | 1.925e-134% | 1.473e-110% | 1.382e-91% | 2.446e-76% | 5.849e-64% | 8.038e-54% | 1.872e-45% | 1.676e-38% | 1.083e-32% | 8.233e-28% | 1.082e-23% | 3.333e-20%
[5 empty] | 455625.0262 | 2000 | 2000 | 2000 | 48.9 | 0% | 0% | 0% | 0% | 0% | 0% | 0% | 0% | 0% | 0% | 6.034e-258% | 1.568e-205% | 7.734e-166% | 3.252e-135% | 3.271e-111% | 3.832e-92% | 8.125e-77% | 2.257e-64% | 3.516e-54% | 9.099e-46% | 8.912e-39% | 6.218e-33% | 5.051e-28% | 7.028e-24% | 2.276e-20%
[5 empty] | 458425.9919 | 2000 | 2000 | 2000 | 49 | 0% | 0% | 0% | 0% | 0% | 0% | 0% | 0% | 0% | 0% | 2.621e-259% | 1.205e-206% | 9.217e-167% | 5.467e-136% | 7.234e-112% | 1.058e-92% | 2.69e-77% | 8.683e-65% | 1.534e-54% | 4.412e-46% | 4.729e-39% | 3.563e-33% | 3.093e-28% | 4.557e-24% | 1.551e-20%
[5 empty] | 461238.4135 | 2000 | 2000 | 2000 | 49.1 | 0% | 0% | 0% | 0% | 0% | 0% | 0% | 0% | 0% | 0% | 1.129e-260% | 9.197e-208% | 1.092e-167% | 9.144e-137% | 1.593e-112% | 2.909e-93% | 8.873e-78% | 3.33e-65% | 6.671e-55% | 2.134e-46% | 2.503e-39% | 2.037e-33% | 1.89e-28% | 2.95e-24% | 1.056e-20%
[5 empty] | 464062.3143 | 2000 | 2000 | 2000 | 49.2 | 0% | 0% | 0% | 0% | 0% | 0% | 0% | 0% | 0% | 0% | 4.825e-262% | 6.97e-209% | 1.286e-168% | 1.522e-137% | 3.491e-113% | 7.968e-94% | 2.917e-78% | 1.273e-65% | 2.894e-55% | 1.03e-46% | 1.322e-39% | 1.163e-33% | 1.153e-28% | 1.906e-24% | 7.174e-21%
[5 empty] | 466897.7178 | 2000 | 2000 | 2000 | 49.3 | 0% | 0% | 0% | 0% | 0% | 0% | 0% | 0% | 0% | 0% | 2.045e-263% | 5.246e-210% | 1.505e-169% | 2.519e-138% | 7.619e-114% | 2.174e-94% | 9.557e-79% | 4.854e-66% | 1.252e-55% | 4.957e-47% | 6.968e-40% | 6.621e-34% | 7.019e-29% | 1.23e-24% | 4.867e-21%
[5 empty] | 469744.6473 | 2000 | 2000 | 2000 | 49.4 | 0% | 0% | 0% | 0% | 0% | 0% | 0% | 0% | 0% | 0% | 8.594e-265% | 3.921e-211% | 1.752e-170% | 4.149e-139% | 1.655e-114% | 5.909e-95% | 3.12e-79% | 1.844e-66% | 5.401e-56% | 2.38e-47% | 3.663e-40% | 3.763e-34% | 4.265e-29% | 7.92e-25% | 3.296e-21%
[5 empty] | 472603.1262 | 2000 | 2000 | 2000 | 49.5 | 0% | 0% | 0% | 0% | 0% | 0% | 0% | 0% | 0% | 0% | 3.582e-266% | 2.91e-212% | 2.027e-171% | 6.799e-140% | 3.58e-115% | 1.6e-95% | 1.015e-79% | 6.987e-67% | 2.323e-56% | 1.14e-47% | 1.922e-40% | 2.134e-34% | 2.587e-29% | 5.091e-25% | 2.229e-21%
[5 empty] | 475473.1778 | 2000 | 2000 | 2000 | 49.6 | 0% | 0% | 0% | 0% | 0% | 0% | 0% | 0% | 0% | 0% | 1.481e-267% | 2.145e-213% | 2.331e-172% | 1.108e-140% | 7.71e-116% | 4.314e-96% | 3.291e-80% | 2.639e-67% | 9.968e-57% | 5.444e-48% | 1.006e-40% | 1.208e-34% | 1.566e-29% | 3.267e-25% | 1.505e-21%
[5 empty] | 478354.8256 | 2000 | 2000 | 2000 | 49.7 | 0% | 0% | 0% | 0% | 0% | 0% | 0% | 0% | 0% | 0% | 6.071e-269% | 1.57e-214% | 2.665e-173% | 1.798e-141% | 1.653e-116% | 1.159e-96% | 1.063e-80% | 9.935e-68% | 4.265e-57% | 2.594e-48% | 5.253e-41% | 6.822e-35% | 9.463e-30% | 2.093e-25% | 1.015e-21%
[5 empty] | 481248.093 | 2000 | 2000 | 2000 | 49.8 | 0% | 0% | 0% | 0% | 0% | 0% | 0% | 0% | 0% | 0% | 2.469e-270% | 1.141e-215% | 3.029e-174% | 2.902e-142% | 3.528e-117% | 3.101e-97% | 3.424e-81% | 3.729e-68% | 1.819e-57% | 1.233e-48% | 2.737e-41% | 3.845e-35% | 5.707e-30% | 1.339e-25% | 6.828e-22%
[5 empty] | 484153.0032 | 2000 | 2000 | 2000 | 49.9 | 0% | 0% | 0% | 0% | 0% | 0% | 0% | 0% | 0% | 0% | 9.955e-272% | 8.238e-217% | 3.423e-175% | 4.659e-143% | 7.496e-118% | 8.264e-98% | 1.099e-81% | 1.395e-68% | 7.741e-58% | 5.847e-49% | 1.423e-41% | 2.163e-35% | 3.435e-30% | 8.545e-26% | 4.588e-22%
[5 empty] | 487069.5798 | 2000 | 2000 | 2000 | 50 | 0% | 0% | 0% | 0% | 0% | 0% | 0% | 0% | 0% | 0% | 3.982e-273% | 5.906e-218% | 3.845e-176% | 7.442e-144% | 1.586e-118% | 2.194e-98% | 3.514e-82% | 5.205e-69% | 3.285e-58% | 2.765e-49% | 7.38e-42% | 1.214e-35% | 2.064e-30% | 5.446e-26% | 3.078e-22%
[5 empty] | 489997.846 | 2000 | 2000 | 2000 | 50.1 | 0% | 0% | 0% | 0% | 0% | 0% | 0% | 0% | 0% | 0% | 1.579e-274% | 4.205e-219% | 4.293e-177% | 1.183e-144% | 3.339e-119% | 5.802e-99% | 1.12e-82% | 1.935e-69% | 1.39e-58% | 1.305e-49% | 3.819e-42% | 6.8e-36% | 1.238e-30% | 3.465e-26% | 2.061e-22%
[5 empty] | 492937.8252 | 2000 | 2000 | 2000 | 50.2 | 0% | 0% | 0% | 0% | 0% | 0% | 0% | 0% | 0% | 0% | 6.213e-276% | 2.973e-220% | 4.765e-178% | 1.87e-145% | 7.002e-120% | 1.528e-99% | 3.556e-83% | 7.175e-70% | 5.864e-59% | 6.14e-50% | 1.972e-42% | 3.801e-36% | 7.409e-31% | 2.2e-26% | 1.379e-22%
[5 empty] | 495889.5409 | 2000 | 2000 | 2000 | 50.3 | 0% | 0% | 0% | 0% | 0% | 0% | 0% | 0% | 0% | 0% | 2.424e-277% | 2.087e-221% | 5.258e-179% | 2.942e-146% | 1.462e-120% | 4.011e-100% | 1.125e-83% | 2.652e-70% | 2.467e-59% | 2.882e-50% | 1.016e-42% | 2.121e-36% | 4.426e-31% | 1.395e-26% | 9.204e-23%
[5 empty] | 498853.0164 | 2000 | 2000 | 2000 | 50.4 | 0% | 0% | 0% | 0% | 0% | 0% | 0% | 0% | 0% | 0% | 9.379e-279% | 1.455e-222% | 5.768e-180% | 4.605e-147% | 3.037e-121% | 1.048e-100% | 3.549e-84% | 9.771e-71% | 1.035e-59% | 1.35e-50% | 5.222e-43% | 1.181e-36% | 2.639e-31% | 8.828e-27% | 6.135e-23%
[5 empty] | 501828.2751 | 2000 | 2000 | 2000 | 50.5 | 0% | 0% | 0% | 0% | 0% | 0% | 0% | 0% | 0% | 0% | 3.599e-280% | 1.008e-223% | 6.29e-181% | 7.171e-148% | 6.284e-122% | 2.729e-101% | 1.115e-84% | 3.589e-71% | 4.333e-60% | 6.303e-51% | 2.678e-43% | 6.558e-37% | 1.571e-31% | 5.578e-27% | 4.083e-23%
[5 empty] | 504815.3404 | 2000 | 2000 | 2000 | 50.6 | 0% | 0% | 0% | 0% | 0% | 0% | 0% | 0% | 0% | 0% | 1.37e-281% | 6.929e-225% | 6.818e-182% | 1.111e-148% | 1.294e-122% | 7.078e-102% | 3.494e-85% | 1.314e-71% | 1.808e-60% | 2.937e-51% | 1.37e-43% | 3.636e-37% | 9.332e-32% | 3.518e-27% | 2.713e-23%
[5 empty] | 507814.2356 | 2000 | 2000 | 2000 | 50.7 | 0% | 0% | 0% | 0% | 0% | 0% | 0% | 0% | 0% | 0% | 5.171e-283% | 4.732e-226% | 7.347e-183% | 1.713e-149% | 2.654e-123% | 1.828e-102% | 1.09e-85% | 4.798e-72% | 7.524e-61% | 1.365e-51% | 6.995e-44% | 2.012e-37% | 5.533e-32% | 2.215e-27% | 1.8e-23%
[5 empty] | 510824.9841 | 2000 | 2000 | 2000 | 50.8 | 0% | 0% | 0% | 0% | 0% | 0% | 0% | 0% | 0% | 0% | 1.936e-284% | 3.209e-227% | 7.871e-184% | 2.626e-150% | 5.419e-124% | 4.705e-103% | 3.392e-86% | 1.746e-72% | 3.122e-61% | 6.328e-52% | 3.563e-44% | 1.111e-37% | 3.275e-32% | 1.392e-27% | 1.192e-23%
[5 empty] | 513847.6093 | 2000 | 2000 | 2000 | 50.9 | 0% | 0% | 0% | 0% | 0% | 0% | 0% | 0% | 0% | 0% | 7.187e-286% | 2.161e-228% | 8.383e-185% | 4.007e-151% | 1.101e-124% | 1.206e-103% | 1.051e-86% | 6.334e-73% | 1.292e-61% | 2.926e-52% | 1.811e-44% | 6.119e-38% | 1.934e-32% | 8.734e-28% | 7.882e-24%
[5 empty] | 516882.1346 | 2000 | 2000 | 2000 | 51 | 0% | 0% | 0% | 0% | 0% | 0% | 0% | 0% | 0% | 0% | 2.646e-287% | 1.445e-229% | 8.874e-186% | 6.082e-152% | 2.228e-125% | 3.079e-104% | 3.248e-87% | 2.291e-73% | 5.332e-62% | 1.35e-52% | 9.182e-45% | 3.364e-38% | 1.14e-32% | 5.47e-28% | 5.204e-24%
[5 empty] | 519928.5834 | 2000 | 2000 | 2000 | 51.1 | 0% | 0% | 0% | 0% | 0% | 0% | 0% | 0% | 0% | 0% | 9.665e-289% | 9.599e-231% | 9.34e-187% | 9.186e-153% | 4.489e-126% | 7.831e-105% | 9.997e-88% | 8.261e-74% | 2.195e-62% | 6.211e-53% | 4.645e-45% | 1.846e-38% | 6.711e-33% | 3.42e-28% | 3.43e-24%
[5 empty] | 522986.979 | 2000 | 2000 | 2000 | 51.2 | 0% | 0% | 0% | 0% | 0% | 0% | 0% | 0% | 0% | 0% | 3.5e-290% | 6.331e-232% | 9.771e-188% | 1.38e-153% | 9.003e-127% | 1.984e-105% | 3.067e-88% | 2.969e-74% | 9.007e-63% | 2.851e-53% | 2.345e-45% | 1.011e-38% | 3.942e-33% | 2.135e-28% | 2.257e-24%
[5 empty] | 526057.3448 | 2000 | 2000 | 2000 | 51.3 | 0% | 0% | 0% | 0% | 0% | 0% | 0% | 0% | 0% | 0% | 1.257e-291% | 4.147e-233% | 1.016e-188% | 2.063e-154% | 1.798e-127% | 5.006e-106% | 9.376e-89% | 1.064e-74% | 3.686e-63% | 1.305e-53% | 1.181e-45% | 5.524e-39% | 2.311e-33% | 1.33e-28% | 1.483e-24%
[5 empty] | 529139.7043 | 2000 | 2000 | 2000 | 51.4 | 0% | 0% | 0% | 0% | 0% | 0% | 0% | 0% | 0% | 0% | 4.479e-293% | 2.698e-234% | 1.051e-189% | 3.069e-155% | 3.573e-128% | 1.258e-106% | 2.856e-89% | 3.802e-75% | 1.505e-63% | 5.96e-54% | 5.933e-46% | 3.012e-39% | 1.352e-33% | 8.273e-29% | 9.73e-25%
[5 empty] | 532234.0807 | 2000 | 2000 | 2000 | 51.5 | 0% | 0% | 0% | 0% | 0% | 0% | 0% | 0% | 0% | 0% | 1.583e-294% | 1.743e-235% | 1.08e-190% | 4.541e-156% | 7.072e-129% | 3.151e-107% | 8.672e-90% | 1.354e-75% | 6.124e-64% | 2.715e-54% | 2.975e-46% | 1.639e-39% | 7.896e-34% | 5.137e-29% | 6.372e-25%
[5 empty] | 535340.4975 | 2000 | 2000 | 2000 | 51.6 | 0% | 0% | 0% | 0% | 0% | 0% | 0% | 0% | 0% | 0% | 5.546e-296% | 1.118e-236% | 1.103e-191% | 6.686e-157% | 1.393e-129% | 7.858e-108% | 2.624e-90% | 4.807e-76% | 2.486e-64% | 1.234e-54% | 1.488e-46% | 8.901e-40% | 4.603e-34% | 3.184e-29% | 4.167e-25%
[5 empty] | 538458.978 | 2000 | 2000 | 2000 | 51.7 | 0% | 0% | 0% | 0% | 0% | 0% | 0% | 0% | 0% | 0% | 1.927e-297% | 7.121e-238% | 1.121e-192% | 9.793e-158% | 2.733e-130% | 1.952e-108% | 7.911e-91% | 1.702e-76% | 1.006e-64% | 5.593e-55% | 7.426e-47% | 4.824e-40% | 2.678e-34% | 1.97e-29% | 2.72e-25%
[5 empty] | 541589.5456 | 2000 | 2000 | 2000 | 51.8 | 0% | 0% | 0% | 0% | 0% | 0% | 0% | 0% | 0% | 0% | 6.643e-299% | 4.505e-239% | 1.132e-193% | 1.427e-158% | 5.337e-131% | 4.831e-109% | 2.377e-91% | 6.004e-77% | 4.061e-65% | 2.529e-55% | 3.697e-47% | 2.609e-40% | 1.555e-34% | 1.217e-29% | 1.773e-25%
[5 empty] | 544732.2238 | 2000 | 2000 | 2000 | 51.9 | 0% | 0% | 0% | 0% | 0% | 0% | 0% | 0% | 0% | 0% | 2.271e-300% | 2.831e-240% | 1.136e-194% | 2.069e-159% | 1.038e-131% | 1.191e-109% | 7.117e-92% | 2.112e-77% | 1.635e-65% | 1.14e-55% | 1.837e-47% | 1.408e-40% | 9.015e-35% | 7.504e-30% | 1.154e-25%
[5 empty] | 547887.0358 | 2000 | 2000 | 2000 | 52 | 0% | 0% | 0% | 0% | 0% | 0% | 0% | 0% | 0% | 0% | 7.698e-302% | 1.766e-241% | 1.134e-195% | 2.985e-160% | 2.008e-132% | 2.924e-110% | 2.124e-92% | 7.407e-78% | 6.563e-66% | 5.131e-56% | 9.105e-48% | 7.583e-41% | 5.215e-35% | 4.619e-30% | 7.497e-26%
[5 empty] | 551054.005 | 2000 | 2000 | 2000 | 52.1 | 0% | 0% | 0% | 0% | 0% | 0% | 0% | 0% | 0% | 0% | 2.588e-303% | 1.094e-242% | 1.124e-196% | 4.283e-161% | 3.869e-133% | 7.152e-111% | 6.315e-93% | 2.59e-78% | 2.627e-66% | 2.303e-56% | 4.503e-48% | 4.076e-41% | 3.012e-35% | 2.838e-30% | 4.864e-26%
[5 empty] | 554233.155 | 2000 | 2000 | 2000 | 52.2 | 0% | 0% | 0% | 0% | 0% | 0% | 0% | 0% | 0% | 0% | 8.63e-305% | 6.733e-244% | 1.109e-197% | 6.116e-162% | 7.423e-134% | 1.742e-111% | 1.871e-93% | 9.026e-79% | 1.049e-66% | 1.031e-56% | 2.222e-48% | 2.186e-41% | 1.736e-35% | 1.741e-30% | 3.15e-26%
[5 empty] | 557424.5089 | 2000 | 2000 | 2000 | 52.3 | 0% | 0% | 0% | 0% | 0% | 0% | 0% | 0% | 0% | 0% | 2.854e-306% | 4.115e-245% | 1.087e-198% | 8.688e-163% | 1.418e-134% | 4.228e-112% | 5.526e-94% | 3.136e-79% | 4.175e-67% | 4.603e-57% | 1.094e-48% | 1.17e-41% | 9.985e-36% | 1.066e-30% | 2.037e-26%
[5 empty] | 560628.0902 | 2000 | 2000 | 2000 | 52.4 | 0% | 0% | 0% | 0% | 0% | 0% | 0% | 0% | 0% | 0% | 0% | 2.497e-246% | 1.059e-199% | 1.228e-163% | 2.696e-135% | 1.022e-112% | 1.626e-94% | 1.086e-79% | 1.657e-67% | 2.05e-57% | 5.374e-49% | 6.251e-42% | 5.733e-36% | 6.517e-31% | 1.315e-26%
[5 empty] | 563843.9223 | 2000 | 2000 | 2000 | 52.5 | 0% | 0% | 0% | 0% | 0% | 0% | 0% | 0% | 0% | 0% | 0% | 1.505e-247% | 1.026e-200% | 1.727e-164% | 5.103e-136% | 2.461e-113% | 4.77e-95% | 3.751e-80% | 6.562e-68% | 9.108e-58% | 2.634e-49% | 3.332e-42% | 3.286e-36% | 3.977e-31% | 8.475e-27%
[5 empty] | 567072.0285 | 2000 | 2000 | 2000 | 52.6 | 0% | 0% | 0% | 0% | 0% | 0% | 0% | 0% | 0% | 0% | 0% | 9.005e-249% | 9.883e-202% | 2.415e-165% | 9.616e-137% | 5.903e-114% | 1.394e-95% | 1.291e-80% | 2.591e-68% | 4.037e-58% | 1.288e-49% | 1.772e-42% | 1.879e-36% | 2.423e-31% | 5.454e-27%
[5 empty] | 570312.4323 | 2000 | 2000 | 2000 | 52.7 | 0% | 0% | 0% | 0% | 0% | 0% | 0% | 0% | 0% | 0% | 0% | 5.352e-250% | 9.462e-203% | 3.362e-166% | 1.804e-137% | 1.41e-114% | 4.06e-96% | 4.432e-81% | 1.02e-68% | 1.785e-58% | 6.283e-50% | 9.409e-43% | 1.073e-36% | 1.473e-31% | 3.504e-27%
[5 empty] | 573565.157 | 2000 | 2000 | 2000 | 52.8 | 0% | 0% | 0% | 0% | 0% | 0% | 0% | 0% | 0% | 0% | 0% | 3.159e-251% | 9.005e-204% | 4.656e-167% | 3.37e-138% | 3.357e-115% | 1.178e-96% | 1.516e-81% | 4.005e-69% | 7.87e-59% | 3.058e-50% | 4.985e-43% | 6.114e-37% | 8.943e-32% | 2.248e-27%
[5 empty] | 576830.226 | 2000 | 2000 | 2000 | 52.9 | 0% | 0% | 0% | 0% | 0% | 0% | 0% | 0% | 0% | 0% | 0% | 1.851e-252% | 8.519e-205% | 6.414e-168% | 6.267e-139% | 7.957e-116% | 3.408e-97% | 5.172e-82% | 1.568e-69% | 3.462e-59% | 1.485e-50% | 2.635e-43% | 3.478e-37% | 5.42e-32% | 1.44e-27%
[5 empty] | 580107.6626 | 2000 | 2000 | 2000 | 53 | 0% | 0% | 0% | 0% | 0% | 0% | 0% | 0% | 0% | 0% | 0% | 1.078e-253% | 8.013e-206% | 8.792e-169% | 1.16e-139% | 1.879e-116% | 9.825e-98% | 1.759e-82% | 6.122e-70% | 1.519e-59% | 7.198e-51% | 1.39e-43% | 1.974e-37% | 3.279e-32% | 9.205e-28%
[5 empty] | 583397.4903 | 2000 | 2000 | 2000 | 53.1 | 0% | 0% | 0% | 0% | 0% | 0% | 0% | 0% | 0% | 0% | 0% | 6.229e-255% | 7.492e-207% | 1.199e-169% | 2.138e-140% | 4.419e-117% | 2.822e-98% | 5.962e-83% | 2.384e-70% | 6.648e-60% | 3.48e-51% | 7.32e-44% | 1.119e-37% | 1.98e-32% | 5.876e-28%
[5 empty] | 586699.7324 | 2000 | 2000 | 2000 | 53.2 | 0% | 0% | 0% | 0% | 0% | 0% | 0% | 0% | 0% | 0% | 0% | 3.576e-256% | 6.963e-208% | 1.627e-170% | 3.924e-141% | 1.035e-117% | 8.079e-99% | 2.015e-83% | 9.257e-71% | 2.903e-60% | 1.679e-51% | 3.846e-44% | 6.327e-38% | 1.194e-32% | 3.745e-28%
[5 empty] | 590014.4124 | 2000 | 2000 | 2000 | 53.3 | 0% | 0% | 0% | 0% | 0% | 0% | 0% | 0% | 0% | 0% | 0% | 2.039e-257% | 6.434e-209% | 2.196e-171% | 7.169e-142% | 2.417e-118% | 2.305e-99% | 6.788e-84% | 3.584e-71% | 1.264e-60% | 8.079e-52% | 2.016e-44% | 3.571e-38% | 7.183e-33% | 2.383e-28%
[5 empty] | 593341.5535 | 2000 | 2000 | 2000 | 53.4 | 0% | 0% | 0% | 0% | 0% | 0% | 0% | 0% | 0% | 0% | 0% | 1.154e-258% | 5.91e-210% | 2.949e-172% | 1.304e-142% | 5.618e-119% | 6.551e-100% | 2.28e-84% | 1.384e-71% | 5.491e-61% | 3.88e-52% | 1.055e-44% | 2.012e-38% | 4.316e-33% | 1.514e-28%
[5 empty] | 596681.1792 | 2000 | 2000 | 2000 | 53.5 | 0% | 0% | 0% | 0% | 0% | 0% | 0% | 0% | 0% | 0% | 0% | 6.488e-260% | 5.396e-211% | 3.941e-173% | 2.361e-143% | 1.301e-119% | 1.856e-100% | 7.634e-85% | 5.33e-72% | 2.38e-61% | 1.859e-52% | 5.509e-45% | 1.132e-38% | 2.588e-33% | 9.605e-29%
[5 empty] | 600033.3129 | 2000 | 2000 | 2000 | 53.6 | 0% | 0% | 0% | 0% | 0% | 0% | 0% | 0% | 0% | 0% | 0% | 3.622e-261% | 4.898e-212% | 5.239e-174% | 4.256e-144% | 3.001e-120% | 5.24e-101% | 2.548e-85% | 2.047e-72% | 1.029e-61% | 8.885e-53% | 2.871e-45% | 6.352e-39% | 1.549e-33% | 6.083e-29%
[5 empty] | 603397.9778 | 2000 | 2000 | 2000 | 53.7 | 0% | 0% | 0% | 0% | 0% | 0% | 0% | 0% | 0% | 0% | 0% | 2.008e-262% | 4.42e-213% | 6.93e-175% | 7.637e-145% | 6.895e-121% | 1.474e-101% | 8.479e-86% | 7.838e-73% | 4.435e-62% | 4.238e-53% | 1.493e-45% | 3.558e-39% | 9.261e-34% | 3.846e-29%
[5 empty] | 606775.1975 | 2000 | 2000 | 2000 | 53.8 | 0% | 0% | 0% | 0% | 0% | 0% | 0% | 0% | 0% | 0% | 0% | 1.106e-263% | 3.965e-214% | 9.119e-176% | 1.365e-145% | 1.578e-121% | 4.133e-102% | 2.813e-86% | 2.993e-73% | 1.907e-62% | 2.017e-53% | 7.746e-46% | 1.99e-39% | 5.525e-34% | 2.428e-29%
[5 empty] | 610164.9952 | 2000 | 2000 | 2000 | 53.9 | 0% | 0% | 0% | 0% | 0% | 0% | 0% | 0% | 0% | 0% | 0% | 6.047e-265% | 3.536e-215% | 1.194e-176% | 2.427e-146% | 3.597e-122% | 1.155e-102% | 9.303e-87% | 1.14e-73% | 8.183e-63% | 9.574e-54% | 4.011e-46% | 1.111e-39% | 3.29e-34% | 1.53e-29%
[5 empty] | 613567.3945 | 2000 | 2000 | 2000 | 54 | 0% | 0% | 0% | 0% | 0% | 0% | 0% | 0% | 0% | 0% | 0% | 3.284e-266% | 3.134e-216% | 1.555e-177% | 4.298e-147% | 8.169e-123% | 3.216e-103% | 3.067e-87% | 4.33e-74% | 3.502e-63% | 4.535e-54% | 2.073e-46% | 6.187e-40% | 1.956e-34% | 9.63e-30%
[5 empty] | 616982.4185 | 2000 | 2000 | 2000 | 54.1 | 0% | 0% | 0% | 0% | 0% | 0% | 0% | 0% | 0% | 0% | 0% | 1.771e-267% | 2.762e-217% | 2.015e-178% | 7.578e-148% | 1.848e-123% | 8.923e-104% | 1.008e-87% | 1.64e-74% | 1.495e-63% | 2.144e-54% | 1.069e-46% | 3.44e-40% | 1.161e-34% | 6.05e-30%
[5 empty] | 620410.0908 | 2000 | 2000 | 2000 | 54.2 | 0% | 0% | 0% | 0% | 0% | 0% | 0% | 0% | 0% | 0% | 0% | 9.483e-269% | 2.42e-218% | 2.598e-179% | 1.33e-148% | 4.164e-124% | 2.467e-104% | 3.303e-88% | 6.193e-75% | 6.366e-64% | 1.011e-54% | 5.502e-47% | 1.909e-40% | 6.879e-35% | 3.795e-30%
[5 empty] | 623850.4347 | 2000 | 2000 | 2000 | 54.3 | 0% | 0% | 0% | 0% | 0% | 0% | 0% | 0% | 0% | 0% | 0% | 5.043e-270% | 2.107e-219% | 3.333e-180% | 2.324e-149% | 9.345e-125% | 6.799e-105% | 1.079e-88% | 2.333e-75% | 2.704e-64% | 4.756e-55% | 2.826e-47% | 1.057e-40% | 4.069e-35% | 2.377e-30%
[5 empty] | 627303.4736 | 2000 | 2000 | 2000 | 54.4 | 0% | 0% | 0% | 0% | 0% | 0% | 0% | 0% | 0% | 0% | 0% | 2.664e-271% | 1.824e-220% | 4.253e-181% | 4.043e-150% | 2.089e-125% | 1.867e-105% | 3.514e-89% | 8.762e-76% | 1.146e-64% | 2.233e-55% | 1.448e-47% | 5.846e-41% | 2.402e-35% | 1.486e-30%
[5 empty] | 630769.2308 | 2000 | 2000 | 2000 | 54.5 | 0% | 0% | 0% | 0% | 0% | 0% | 0% | 0% | 0% | 0% | 0% | 1.397e-272% | 1.57e-221% | 5.401e-182% | 7.003e-151% | 4.653e-126% | 5.11e-106% | 1.141e-89% | 3.282e-76% | 4.842e-65% | 1.046e-55% | 7.408e-48% | 3.226e-41% | 1.416e-35% | 9.277e-31%
[5 empty] | 634247.7298 | 2000 | 2000 | 2000 | 54.6 | 0% | 0% | 0% | 0% | 0% | 0% | 0% | 0% | 0% | 0% | 0% | 7.276e-274% | 1.343e-222% | 6.823e-183% | 1.207e-151% | 1.032e-126% | 1.394e-106% | 3.692e-90% | 1.226e-76% | 2.041e-65% | 4.886e-56% | 3.781e-48% | 1.777e-41% | 8.331e-36% | 5.782e-31%
[5 empty] | 637738.9939 | 2000 | 2000 | 2000 | 54.7 | 0% | 0% | 0% | 0% | 0% | 0% | 0% | 0% | 0% | 0% | 0% | 3.764e-275% | 1.143e-223% | 8.575e-184% | 2.073e-152% | 2.28e-127% | 3.787e-107% | 1.191e-90% | 4.566e-77% | 8.584e-66% | 2.278e-56% | 1.926e-48% | 9.768e-42% | 4.893e-36% | 3.598e-31%
[5 empty] | 641243.0465 | 2000 | 2000 | 2000 | 54.8 | 0% | 0% | 0% | 0% | 0% | 0% | 0% | 0% | 0% | 0% | 0% | 1.933e-276% | 9.66e-225% | 1.072e-184% | 3.542e-153% | 5.019e-128% | 1.026e-107% | 3.832e-91% | 1.696e-77% | 3.601e-66% | 1.06e-56% | 9.79e-49% | 5.36e-42% | 2.869e-36% | 2.235e-31%
[5 empty] | 644759.9109 | 2000 | 2000 | 2000 | 54.9 | 0% | 0% | 0% | 0% | 0% | 0% | 0% | 0% | 0% | 0% | 0% | 9.862e-278% | 8.12e-226% | 1.334e-185% | 6.027e-154% | 1.1e-128% | 2.769e-108% | 1.229e-91% | 6.283e-78% | 1.507e-66% | 4.919e-57% | 4.966e-49% | 2.936e-42% | 1.679e-36% | 1.386e-31%
[5 empty] | 648289.6107 | 2000 | 2000 | 2000 | 55 | 0% | 0% | 0% | 0% | 0% | 0% | 0% | 0% | 0% | 0% | 0% | 4.996e-279% | 6.784e-227% | 1.651e-186% | 1.021e-154% | 2.403e-129% | 7.447e-109% | 3.928e-92% | 2.321e-78% | 6.288e-67% | 2.278e-57% | 2.514e-49% | 1.605e-42% | 9.813e-37% | 8.586e-32%
[5 empty] | 651832.169 | 2000 | 2000 | 2000 | 55.1 | 0% | 0% | 0% | 0% | 0% | 0% | 0% | 0% | 0% | 0% | 0% | 2.514e-280% | 5.635e-228% | 2.033e-187% | 1.722e-155% | 5.228e-130% | 1.996e-109% | 1.252e-92% | 8.551e-79% | 2.618e-67% | 1.053e-57% | 1.27e-49% | 8.755e-43% | 5.724e-37% | 5.308e-32%
[5 empty] | 655387.6094 | 2000 | 2000 | 2000 | 55.2 | 0% | 0% | 0% | 0% | 0% | 0% | 0% | 0% | 0% | 0% | 0% | 1.256e-281% | 4.653e-229% | 2.491e-188% | 2.891e-156% | 1.133e-130% | 5.332e-110% | 3.978e-93% | 3.141e-79% | 1.087e-67% | 4.852e-58% | 6.402e-50% | 4.768e-43% | 3.333e-37% | 3.277e-32%
[5 empty] | 658955.9552 | 2000 | 2000 | 2000 | 55.3 | 0% | 0% | 0% | 0% | 0% | 0% | 0% | 0% | 0% | 0% | 0% | 6.23e-283% | 3.819e-230% | 3.037e-189% | 4.831e-157% | 2.445e-131% | 1.419e-110% | 1.26e-93% | 1.151e-79% | 4.504e-68% | 2.232e-58% | 3.221e-50% | 2.592e-43% | 1.937e-37% | 2.02e-32%
[5 empty] | 662537.2297 | 2000 | 2000 | 2000 | 55.4 | 0% | 0% | 0% | 0% | 0% | 0% | 0% | 0% | 0% | 0% | 0% | 3.07e-284% | 3.117e-231% | 3.683e-190% | 8.04e-158% | 5.257e-132% | 3.765e-111% | 3.978e-94% | 4.204e-80% | 1.861e-68% | 1.024e-58% | 1.617e-50% | 1.406e-43% | 1.124e-37% | 1.243e-32%
[5 empty] | 666131.4564 | 2000 | 2000 | 2000 | 55.5 | 0% | 0% | 0% | 0% | 0% | 0% | 0% | 0% | 0% | 0% | 0% | 1.502e-285% | 2.528e-232% | 4.443e-191% | 1.332e-158% | 1.126e-132% | 9.953e-112% | 1.252e-94% | 1.532e-80% | 7.672e-69% | 4.689e-59% | 8.102e-51% | 7.613e-44% | 6.512e-38% | 7.634e-33%
[5 empty] | 669738.6587 | 2000 | 2000 | 2000 | 55.6 | 0% | 0% | 0% | 0% | 0% | 0% | 0% | 0% | 0% | 0% | 0% | 7.299e-287% | 2.039e-233% | 5.334e-192% | 2.197e-159% | 2.402e-133% | 2.622e-112% | 3.93e-95% | 5.565e-81% | 3.155e-69% | 2.142e-59% | 4.051e-51% | 4.115e-44% | 3.765e-38% | 4.683e-33%
[5 empty] | 673358.8598 | 2000 | 2000 | 2000 | 55.7 | 0% | 0% | 0% | 0% | 0% | 0% | 0% | 0% | 0% | 0% | 0% | 3.522e-288% | 1.634e-234% | 6.371e-193% | 3.607e-160% | 5.104e-134% | 6.884e-113% | 1.229e-95% | 2.016e-81% | 1.294e-69% | 9.764e-60% | 2.021e-51% | 2.22e-44% | 2.174e-38% | 2.868e-33%
[5 empty] | 676992.0833 | 2000 | 2000 | 2000 | 55.8 | 0% | 0% | 0% | 0% | 0% | 0% | 0% | 0% | 0% | 0% | 0% | 1.688e-289% | 1.302e-235% | 7.57e-194% | 5.897e-161% | 1.08e-134% | 1.801e-113% | 3.834e-96% | 7.286e-82% | 5.293e-70% | 4.44e-60% | 1.006e-51% | 1.195e-44% | 1.253e-38% | 1.753e-33%
[5 empty] | 680638.3524 | 2000 | 2000 | 2000 | 55.9 | 0% | 0% | 0% | 0% | 0% | 0% | 0% | 0% | 0% | 0% | 0% | 8.032e-291% | 1.032e-236% | 8.949e-195% | 9.597e-162% | 2.278e-135% | 4.696e-114% | 1.192e-96% | 2.625e-82% | 2.16e-70% | 2.015e-60% | 5.001e-52% | 6.423e-45% | 7.205e-39% | 1.07e-33%
[5 empty] | 684297.6906 | 2000 | 2000 | 2000 | 56 | 0% | 0% | 0% | 0% | 0% | 0% | 0% | 0% | 0% | 0% | 0% | 3.796e-292% | 8.126e-238% | 1.053e-195% | 1.555e-162% | 4.784e-136% | 1.22e-114% | 3.695e-97% | 9.433e-83% | 8.794e-71% | 9.12e-61% | 2.48e-52% | 3.445e-45% | 4.138e-39% | 6.522e-34%
[5 empty] | 687970.1212 | 2000 | 2000 | 2000 | 56.1 | 0% | 0% | 0% | 0% | 0% | 0% | 0% | 0% | 0% | 0% | 0% | 1.782e-293% | 6.362e-239% | 1.232e-196% | 2.508e-163% | 1.001e-136% | 3.159e-115% | 1.142e-97% | 3.38e-83% | 3.571e-71% | 4.119e-61% | 1.227e-52% | 1.845e-45% | 2.372e-39% | 3.969e-34%
[5 empty] | 691655.6676 | 2000 | 2000 | 2000 | 56.2 | 0% | 0% | 0% | 0% | 0% | 0% | 0% | 0% | 0% | 0% | 0% | 8.304e-295% | 4.952e-240% | 1.434e-197% | 4.028e-164% | 2.085e-137% | 8.152e-116% | 3.518e-98% | 1.208e-83% | 1.446e-71% | 1.856e-61% | 6.059e-53% | 9.857e-46% | 1.357e-39% | 2.411e-34%
[5 empty] | 695354.3532 | 2000 | 2000 | 2000 | 56.3 | 0% | 0% | 0% | 0% | 0% | 0% | 0% | 0% | 0% | 0% | 0% | 3.843e-296% | 3.831e-241% | 1.661e-198% | 6.44e-165% | 4.329e-138% | 2.096e-116% | 1.08e-98% | 4.304e-84% | 5.844e-72% | 8.347e-62% | 2.986e-53% | 5.257e-46% | 7.754e-40% | 1.462e-34%
[5 empty] | 699066.2013 | 2000 | 2000 | 2000 | 56.4 | 0% | 0% | 0% | 0% | 0% | 0% | 0% | 0% | 0% | 0% | 0% | 1.767e-297% | 2.946e-242% | 1.914e-199% | 1.025e-165% | 8.951e-139% | 5.371e-117% | 3.308e-99% | 1.529e-84% | 2.355e-72% | 3.745e-62% | 1.469e-53% | 2.799e-46% | 4.422e-40% | 8.855e-35%
[5 empty] | 702791.2354 | 2000 | 2000 | 2000 | 56.5 | 0% | 0% | 0% | 0% | 0% | 0% | 0% | 0% | 0% | 0% | 0% | 8.064e-299% | 2.253e-243% | 2.195e-200% | 1.624e-166% | 1.843e-139% | 1.372e-117% | 1.01e-99% | 5.42e-85% | 9.468e-73% | 1.676e-62% | 7.207e-54% | 1.487e-46% | 2.517e-40% | 5.354e-35%
[5 empty] | 706529.4789 | 2000 | 2000 | 2000 | 56.6 | 0% | 0% | 0% | 0% | 0% | 0% | 0% | 0% | 0% | 0% | 0% | 3.656e-300% | 1.712e-244% | 2.504e-201% | 2.563e-167% | 3.782e-140% | 3.491e-118% | 3.072e-100% | 1.915e-85% | 3.797e-73% | 7.485e-63% | 3.53e-54% | 7.887e-47% | 1.431e-40% | 3.232e-35%
[5 empty] | 710280.955 | 2000 | 2000 | 2000 | 56.7 | 0% | 0% | 0% | 0% | 0% | 0% | 0% | 0% | 0% | 0% | 0% | 1.646e-301% | 1.294e-245% | 2.842e-202% | 4.025e-168% | 7.729e-141% | 8.853e-119% | 9.318e-101% | 6.75e-86% | 1.519e-73% | 3.335e-63% | 1.725e-54% | 4.175e-47% | 8.116e-41% | 1.948e-35%
[5 empty] | 714045.6873 | 2000 | 2000 | 2000 | 56.8 | 0% | 0% | 0% | 0% | 0% | 0% | 0% | 0% | 0% | 0% | 0% | 7.357e-303% | 9.718e-247% | 3.209e-203% | 6.293e-169% | 1.573e-141% | 2.237e-119% | 2.818e-101% | 2.372e-86% | 6.061e-74% | 1.483e-63% | 8.414e-55% | 2.206e-47% | 4.596e-41% | 1.172e-35%
[5 empty] | 717823.699 | 2000 | 2000 | 2000 | 56.9 | 0% | 0% | 0% | 0% | 0% | 0% | 0% | 0% | 0% | 0% | 0% | 3.267e-304% | 7.257e-248% | 3.605e-204% | 9.797e-170% | 3.19e-142% | 5.635e-120% | 8.495e-102% | 8.314e-87% | 2.412e-74% | 6.577e-64% | 4.096e-55% | 1.163e-47% | 2.599e-41% | 7.04e-36%
[5 empty] | 721615.0135 | 2000 | 2000 | 2000 | 57 | 0% | 0% | 0% | 0% | 0% | 0% | 0% | 0% | 0% | 0% | 0% | 1.44e-305% | 5.387e-249% | 4.029e-205% | 1.518e-170% | 6.443e-143% | 1.414e-120% | 2.553e-102% | 2.906e-87% | 9.577e-75% | 2.911e-64% | 1.989e-55% | 6.123e-48% | 1.467e-41% | 4.222e-36%
[5 empty] | 725419.6543 | 2000 | 2000 | 2000 | 57.1 | 0% | 0% | 0% | 0% | 0% | 0% | 0% | 0% | 0% | 0% | 0% | 0% | 3.975e-250% | 4.48e-206% | 2.343e-171% | 1.296e-143% | 3.537e-121% | 7.65e-103% | 1.013e-87% | 3.793e-75% | 1.285e-64% | 9.643e-56% | 3.217e-48% | 8.262e-42% | 2.528e-36%
[5 empty] | 729237.6446 | 2000 | 2000 | 2000 | 57.2 | 0% | 0% | 0% | 0% | 0% | 0% | 0% | 0% | 0% | 0% | 0% | 0% | 2.916e-251% | 4.956e-207% | 3.599e-172% | 2.598e-144% | 8.817e-122% | 2.285e-103% | 3.52e-88% | 1.498e-75% | 5.662e-65% | 4.664e-56% | 1.687e-48% | 4.647e-42% | 1.512e-36%
[5 empty] | 733069.008 | 2000 | 2000 | 2000 | 57.3 | 0% | 0% | 0% | 0% | 0% | 0% | 0% | 0% | 0% | 0% | 0% | 0% | 2.126e-252% | 5.455e-208% | 5.504e-173% | 5.186e-145% | 2.19e-122% | 6.804e-104% | 1.22e-88% | 5.905e-76% | 2.489e-65% | 2.252e-56% | 8.828e-49% | 2.609e-42% | 9.023e-37%
[5 empty] | 736913.7677 | 2000 | 2000 | 2000 | 57.4 | 0% | 0% | 0% | 0% | 0% | 0% | 0% | 0% | 0% | 0% | 0% | 0% | 1.541e-253% | 5.974e-209% | 8.379e-174% | 1.031e-145% | 5.421e-123% | 2.02e-104% | 4.217e-89% | 2.321e-76% | 1.091e-65% | 1.085e-56% | 4.612e-49% | 1.462e-42% | 5.377e-37%
[5 empty] | 740771.9471 | 2000 | 2000 | 2000 | 57.5 | 0% | 0% | 0% | 0% | 0% | 0% | 0% | 0% | 0% | 0% | 0% | 0% | 1.111e-254% | 6.509e-210% | 1.27e-174% | 2.042e-146% | 1.337e-123% | 5.977e-105% | 1.454e-89% | 9.1e-77% | 4.776e-66% | 5.214e-57% | 2.405e-49% | 8.181e-43% | 3.2e-37%
[5 empty] | 744643.5697 | 2000 | 2000 | 2000 | 57.6 | 0% | 0% | 0% | 0% | 0% | 0% | 0% | 0% | 0% | 0% | 0% | 0% | 7.958e-256% | 7.056e-211% | 1.917e-175% | 4.03e-147% | 3.288e-124% | 1.763e-105% | 4.997e-90% | 3.559e-77% | 2.085e-66% | 2.502e-57% | 1.251e-49% | 4.569e-43% | 1.901e-37%
[5 empty] | 748528.6588 | 2000 | 2000 | 2000 | 57.7 | 0% | 0% | 0% | 0% | 0% | 0% | 0% | 0% | 0% | 0% | 0% | 0% | 5.668e-257% | 7.61e-212% | 2.879e-176% | 7.919e-148% | 8.054e-125% | 5.187e-106% | 1.713e-90% | 1.389e-77% | 9.082e-67% | 1.198e-57% | 6.5e-50% | 2.548e-43% | 1.127e-37%
[5 empty] | 752427.2377 | 2000 | 2000 | 2000 | 57.8 | 0% | 0% | 0% | 0% | 0% | 0% | 0% | 0% | 0% | 0% | 0% | 0% | 4.013e-258% | 8.165e-213% | 4.307e-177% | 1.55e-148% | 1.966e-125% | 1.521e-106% | 5.855e-91% | 5.404e-78% | 3.947e-67% | 5.722e-58% | 3.37e-50% | 1.418e-43% | 6.675e-38%
[5 empty] | 756339.3299 | 2000 | 2000 | 2000 | 57.9 | 0% | 0% | 0% | 0% | 0% | 0% | 0% | 0% | 0% | 0% | 0% | 0% | 2.824e-259% | 8.716e-214% | 6.413e-178% | 3.023e-149% | 4.784e-126% | 4.446e-107% | 1.996e-91% | 2.098e-78% | 1.711e-67% | 2.728e-58% | 1.744e-50% | 7.878e-44% | 3.946e-38%
[5 empty] | 760264.9588 | 2000 | 2000 | 2000 | 58 | 0% | 0% | 0% | 0% | 0% | 0% | 0% | 0% | 0% | 0% | 0% | 0% | 1.976e-260% | 9.257e-215% | 9.507e-179% | 5.872e-150% | 1.16e-126% | 1.295e-107% | 6.786e-92% | 8.123e-79% | 7.404e-68% | 1.298e-58% | 9.008e-51% | 4.37e-44% | 2.329e-38%
[5 empty] | 764204.1476 | 2000 | 2000 | 2000 | 58.1 | 0% | 0% | 0% | 0% | 0% | 0% | 0% | 0% | 0% | 0% | 0% | 0% | 1.374e-261% | 9.782e-216% | 1.403e-179% | 1.136e-150% | 2.802e-127% | 3.764e-108% | 2.3e-92% | 3.138e-79% | 3.196e-68% | 6.163e-59% | 4.644e-51% | 2.419e-44% | 1.373e-38%
[5 empty] | 768156.9199 | 2000 | 2000 | 2000 | 58.2 | 0% | 0% | 0% | 0% | 0% | 0% | 0% | 0% | 0% | 0% | 0% | 0% | 9.502e-263% | 1.028e-216% | 2.062e-180% | 2.19e-151% | 6.747e-128% | 1.09e-108% | 7.777e-93% | 1.209e-79% | 1.376e-68% | 2.92e-59% | 2.389e-51% | 1.337e-44% | 8.077e-39%
[5 empty] | 772123.2989 | 2000 | 2000 | 2000 | 58.3 | 0% | 0% | 0% | 0% | 0% | 0% | 0% | 0% | 0% | 0% | 0% | 0% | 6.531e-264% | 1.076e-217% | 3.016e-181% | 4.203e-152% | 1.619e-128% | 3.147e-109% | 2.622e-93% | 4.646e-80% | 5.915e-69% | 1.381e-59% | 1.227e-51% | 7.379e-45% | 4.744e-39%
[5 empty] | 776103.3081 | 2000 | 2000 | 2000 | 58.4 | 0% | 0% | 0% | 0% | 0% | 0% | 0% | 0% | 0% | 0% | 0% | 0% | 4.462e-265% | 1.119e-218% | 4.392e-182% | 8.038e-153% | 3.871e-129% | 9.058e-110% | 8.815e-94% | 1.781e-80% | 2.536e-69% | 6.516e-60% | 6.29e-52% | 4.064e-45% | 2.783e-39%
[5 empty] | 780096.9709 | 2000 | 2000 | 2000 | 58.5 | 0% | 0% | 0% | 0% | 0% | 0% | 0% | 0% | 0% | 0% | 0% | 0% | 3.031e-266% | 1.159e-219% | 6.368e-183% | 1.531e-153% | 9.225e-130% | 2.599e-110% | 2.956e-94% | 6.812e-81% | 1.085e-69% | 3.068e-60% | 3.218e-52% | 2.235e-45% | 1.629e-39%
[5 empty] | 784104.3105 | 2000 | 2000 | 2000 | 58.6 | 0% | 0% | 0% | 0% | 0% | 0% | 0% | 0% | 0% | 0% | 0% | 0% | 2.047e-267% | 1.194e-220% | 9.192e-184% | 2.905e-154% | 2.191e-130% | 7.435e-111% | 9.882e-95% | 2.598e-81% | 4.629e-70% | 1.442e-60% | 1.644e-52% | 1.227e-45% | 9.525e-40%
[5 empty] | 788125.3504 | 2000 | 2000 | 2000 | 58.7 | 0% | 0% | 0% | 0% | 0% | 0% | 0% | 0% | 0% | 0% | 0% | 0% | 1.374e-268% | 1.223e-221% | 1.321e-184% | 5.49e-155% | 5.184e-131% | 2.12e-111% | 3.295e-95% | 9.887e-82% | 1.971e-70% | 6.762e-61% | 8.378e-53% | 6.722e-46% | 5.56e-40%
[5 empty] | 792160.114 | 2000 | 2000 | 2000 | 58.8 | 0% | 0% | 0% | 0% | 0% | 0% | 0% | 0% | 0% | 0% | 0% | 0% | 9.168e-270% | 1.247e-222% | 1.89e-185% | 1.034e-155% | 1.223e-131% | 6.029e-112% | 1.096e-95% | 3.753e-82% | 8.375e-71% | 3.165e-61% | 4.262e-53% | 3.677e-46% | 3.24e-40%
[5 empty] | 796208.6247 | 2000 | 2000 | 2000 | 58.9 | 0% | 0% | 0% | 0% | 0% | 0% | 0% | 0% | 0% | 0% | 0% | 0% | 6.082e-271% | 1.265e-223% | 2.692e-186% | 1.938e-156% | 2.873e-132% | 1.709e-112% | 3.633e-96% | 1.421e-82% | 3.55e-71% | 1.478e-61% | 2.164e-53% | 2.008e-46% | 1.885e-40%
[5 empty] | 800270.9058 | 2000 | 2000 | 2000 | 59 | 0% | 0% | 0% | 0% | 0% | 0% | 0% | 0% | 0% | 0% | 0% | 0% | 4.011e-272% | 1.277e-224% | 3.817e-187% | 3.621e-157% | 6.73e-133% | 4.828e-113% | 1.201e-96% | 5.366e-83% | 1.501e-71% | 6.888e-62% | 1.097e-53% | 1.094e-46% | 1.095e-40%
[5 empty] | 804346.9807 | 2000 | 2000 | 2000 | 59.1 | 0% | 0% | 0% | 0% | 0% | 0% | 0% | 0% | 0% | 0% | 0% | 0% | 2.629e-273% | 1.282e-225% | 5.388e-188% | 6.737e-158% | 1.571e-133% | 1.36e-113% | 3.961e-97% | 2.021e-83% | 6.336e-72% | 3.204e-62% | 5.549e-54% | 5.956e-47% | 6.351e-41%
[5 empty] | 808436.8728 | 2000 | 2000 | 2000 | 59.2 | 0% | 0% | 0% | 0% | 0% | 0% | 0% | 0% | 0% | 0% | 0% | 0% | 1.713e-274% | 1.281e-226% | 7.573e-189% | 1.249e-158% | 3.653e-134% | 3.819e-114% | 1.303e-97% | 7.596e-84% | 2.667e-72% | 1.487e-62% | 2.802e-54% | 3.235e-47% | 3.677e-41%
[5 empty] | 812540.6054 | 2000 | 2000 | 2000 | 59.3 | 0% | 0% | 0% | 0% | 0% | 0% | 0% | 0% | 0% | 0% | 0% | 0% | 1.11e-275% | 1.273e-227% | 1.06e-189% | 2.305e-159% | 8.468e-135% | 1.069e-114% | 4.271e-98% | 2.847e-84% | 1.121e-72% | 6.888e-63% | 1.412e-54% | 1.754e-47% | 2.126e-41%
[5 empty] | 816658.202 | 2000 | 2000 | 2000 | 59.4 | 0% | 0% | 0% | 0% | 0% | 0% | 0% | 0% | 0% | 0% | 0% | 0% | 7.149e-277% | 1.259e-228% | 1.476e-190% | 4.239e-160% | 1.956e-135% | 2.984e-115% | 1.397e-98% | 1.065e-84% | 4.696e-73% | 3.184e-63% | 7.102e-55% | 9.497e-48% | 1.227e-41%
[5 empty] | 820789.686 | 2000 | 2000 | 2000 | 59.5 | 0% | 0% | 0% | 0% | 0% | 0% | 0% | 0% | 0% | 0% | 0% | 0% | 4.577e-278% | 1.239e-229% | 2.047e-191% | 7.766e-161% | 4.502e-136% | 8.301e-116% | 4.555e-99% | 3.971e-85% | 1.964e-73% | 1.469e-63% | 3.566e-55% | 5.132e-48% | 7.07e-42%
[5 empty] | 824935.0806 | 2000 | 2000 | 2000 | 59.6 | 0% | 0% | 0% | 0% | 0% | 0% | 0% | 0% | 0% | 0% | 0% | 0% | 2.913e-279% | 1.213e-230% | 2.826e-192% | 1.417e-161% | 1.033e-136% | 2.303e-116% | 1.481e-99% | 1.477e-85% | 8.193e-74% | 6.76e-64% | 1.787e-55% | 2.769e-48% | 4.068e-42%
[5 empty] | 829094.4093 | 2000 | 2000 | 2000 | 59.7 | 0% | 0% | 0% | 0% | 0% | 0% | 0% | 0% | 0% | 0% | 0% | 0% | 1.843e-280% | 1.181e-231% | 3.885e-193% | 2.576e-162% | 2.361e-137% | 6.367e-117% | 4.805e-100% | 5.483e-86% | 3.411e-74% | 3.105e-64% | 8.937e-56% | 1.491e-48% | 2.337e-42%
[5 empty] | 833267.6955 | 2000 | 2000 | 2000 | 59.8 | 0% | 0% | 0% | 0% | 0% | 0% | 0% | 0% | 0% | 0% | 0% | 0% | 1.159e-281% | 1.144e-232% | 5.316e-194% | 4.663e-163% | 5.379e-138% | 1.755e-117% | 1.554e-100% | 2.03e-86% | 1.417e-74% | 1.424e-64% | 4.462e-56% | 8.015e-49% | 1.34e-42%
[5 empty] | 837454.9626 | 2000 | 2000 | 2000 | 59.9 | 0% | 0% | 0% | 0% | 0% | 0% | 0% | 0% | 0% | 0% | 0% | 0% | 7.248e-283% | 1.103e-233% | 7.243e-195% | 8.41e-164% | 1.221e-138% | 4.823e-118% | 5.012e-101% | 7.494e-87% | 5.87e-75% | 6.513e-65% | 2.223e-56% | 4.302e-49% | 7.673e-43%
[5 empty] | 841656.2338 | 2000 | 2000 | 2000 | 60 | 0% | 0% | 0% | 0% | 0% | 0% | 0% | 0% | 0% | 0% | 0% | 0% | 4.505e-284% | 1.058e-234% | 9.824e-196% | 1.511e-164% | 2.763e-139% | 1.321e-118% | 1.612e-101% | 2.76e-87% | 2.427e-75% | 2.973e-65% | 1.106e-56% | 2.304e-49% | 4.386e-43%
[5 empty] | 845871.5327 | 2000 | 2000 | 2000 | 60.1 | 0% | 0% | 0% | 0% | 0% | 0% | 0% | 0% | 0% | 0% | 0% | 0% | 2.784e-285% | 1.009e-235% | 1.327e-196% | 2.703e-165% | 6.228e-140% | 3.609e-119% | 5.17e-102% | 1.014e-87% | 1.001e-75% | 1.355e-65% | 5.488e-57% | 1.232e-49% | 2.504e-43%
[5 empty] | 850100.8826 | 2000 | 2000 | 2000 | 60.2 | 0% | 0% | 0% | 0% | 0% | 0% | 0% | 0% | 0% | 0% | 0% | 0% | 1.71e-286% | 9.582e-237% | 1.783e-197% | 4.818e-166% | 1.399e-140% | 9.827e-120% | 1.654e-102% | 3.717e-88% | 4.12e-76% | 6.159e-66% | 2.719e-57% | 6.58e-50% | 1.427e-43%
[5 empty] | 854344.3068 | 2000 | 2000 | 2000 | 60.3 | 0% | 0% | 0% | 0% | 0% | 0% | 0% | 0% | 0% | 0% | 0% | 0% | 1.044e-287% | 9.05e-238% | 2.387e-198% | 8.555e-167% | 3.133e-141% | 2.667e-120% | 5.275e-103% | 1.359e-88% | 1.692e-76% | 2.794e-66% | 1.345e-57% | 3.507e-50% | 8.117e-44%
[5 empty] | 858601.8287 | 2000 | 2000 | 2000 | 60.4 | 0% | 0% | 0% | 0% | 0% | 0% | 0% | 0% | 0% | 0% | 0% | 0% | 6.337e-289% | 8.504e-239% | 3.181e-199% | 1.513e-167% | 6.991e-142% | 7.218e-121% | 1.678e-103% | 4.956e-89% | 6.933e-77% | 1.265e-66% | 6.637e-58% | 1.866e-50% | 4.61e-44%
[5 empty] | 862873.4718 | 2000 | 2000 | 2000 | 60.5 | 0% | 0% | 0% | 0% | 0% | 0% | 0% | 0% | 0% | 0% | 0% | 0% | 3.824e-290% | 7.95e-240% | 4.219e-200% | 2.665e-168% | 1.555e-142% | 1.947e-121% | 5.322e-104% | 1.803e-89% | 2.834e-77% | 5.717e-67% | 3.27e-58% | 9.908e-51% | 2.615e-44%
[5 empty] | 867159.2594 | 2000 | 2000 | 2000 | 60.6 | 0% | 0% | 0% | 0% | 0% | 0% | 0% | 0% | 0% | 0% | 0% | 0% | 2.294e-291% | 7.395e-241% | 5.572e-201% | 4.677e-169% | 3.445e-143% | 5.237e-122% | 1.684e-104% | 6.541e-90% | 1.156e-77% | 2.578e-67% | 1.608e-58% | 5.253e-51% | 1.48e-44%
[5 empty] | 871459.2148 | 2000 | 2000 | 2000 | 60.7 | 0% | 0% | 0% | 0% | 0% | 0% | 0% | 0% | 0% | 0% | 0% | 0% | 1.368e-292% | 6.843e-242% | 7.326e-202% | 8.176e-170% | 7.607e-144% | 1.404e-122% | 5.311e-105% | 2.368e-90% | 4.704e-78% | 1.16e-67% | 7.892e-59% | 2.78e-51% | 8.369e-45%
[5 empty] | 875773.3616 | 2000 | 2000 | 2000 | 60.8 | 0% | 0% | 0% | 0% | 0% | 0% | 0% | 0% | 0% | 0% | 0% | 0% | 8.11e-294% | 6.301e-243% | 9.59e-203% | 1.423e-170% | 1.674e-144% | 3.753e-123% | 1.671e-105% | 8.548e-91% | 1.91e-78% | 5.209e-68% | 3.866e-59% | 1.469e-51% | 4.723e-45%
[5 empty] | 880101.7229 | 2000 | 2000 | 2000 | 60.9 | 0% | 0% | 0% | 0% | 0% | 0% | 0% | 0% | 0% | 0% | 0% | 0% | 4.78e-295% | 5.772e-244% | 1.25e-203% | 2.469e-171% | 3.671e-145% | 9.999e-124% | 5.241e-106% | 3.079e-91% | 7.736e-79% | 2.334e-68% | 1.89e-59% | 7.747e-52% | 2.661e-45%
[5 empty] | 884444.3223 | 2000 | 2000 | 2000 | 61 | 0% | 0% | 0% | 0% | 0% | 0% | 0% | 0% | 0% | 0% | 0% | 0% | 2.8e-296% | 5.26e-245% | 1.621e-204% | 4.265e-172% | 8.023e-146% | 2.656e-124% | 1.64e-106% | 1.106e-91% | 3.127e-79% | 1.044e-68% | 9.225e-60% | 4.079e-52% | 1.497e-45%
[5 empty] | 888801.1831 | 2000 | 2000 | 2000 | 61.1 | 0% | 0% | 0% | 0% | 0% | 0% | 0% | 0% | 0% | 0% | 0% | 0% | 1.631e-297% | 4.769e-246% | 2.094e-205% | 7.34e-173% | 1.747e-146% | 7.034e-125% | 5.115e-107% | 3.963e-92% | 1.261e-79% | 4.658e-69% | 4.493e-60% | 2.144e-52% | 8.41e-46%
[5 empty] | 893172.3286 | 2000 | 2000 | 2000 | 61.2 | 0% | 0% | 0% | 0% | 0% | 0% | 0% | 0% | 0% | 0% | 0% | 0% | 9.441e-299% | 4.302e-247% | 2.693e-206% | 1.258e-173% | 3.793e-147% | 1.857e-125% | 1.591e-107% | 1.417e-92% | 5.073e-80% | 2.075e-69% | 2.185e-60% | 1.125e-52% | 4.717e-46%
[5 empty] | 897557.7823 | 2000 | 2000 | 2000 | 61.3 | 0% | 0% | 0% | 0% | 0% | 0% | 0% | 0% | 0% | 0% | 0% | 0% | 5.434e-300% | 3.861e-248% | 3.448e-207% | 2.148e-174% | 8.203e-148% | 4.888e-126% | 4.938e-108% | 5.051e-93% | 2.037e-80% | 9.22e-70% | 1.06e-60% | 5.891e-53% | 2.641e-46%
[5 empty] | 901957.5675 | 2000 | 2000 | 2000 | 61.4 | 0% | 0% | 0% | 0% | 0% | 0% | 0% | 0% | 0% | 0% | 0% | 0% | 3.109e-301% | 3.448e-249% | 4.394e-208% | 3.654e-175% | 1.768e-148% | 1.282e-126% | 1.528e-108% | 1.797e-93% | 8.158e-81% | 4.089e-70% | 5.135e-61% | 3.08e-53% | 1.476e-46%
[5 empty] | 906371.7077 | 2000 | 2000 | 2000 | 61.5 | 0% | 0% | 0% | 0% | 0% | 0% | 0% | 0% | 0% | 0% | 0% | 0% | 1.768e-302% | 3.063e-250% | 5.576e-209% | 6.19e-176% | 3.798e-149% | 3.354e-127% | 4.714e-109% | 6.374e-94% | 3.26e-81% | 1.81e-70% | 2.482e-61% | 1.608e-53% | 8.239e-47%
[5 empty] | 910800.2261 | 2000 | 2000 | 2000 | 61.6 | 0% | 0% | 0% | 0% | 0% | 0% | 0% | 0% | 0% | 0% | 0% | 0% | 9.998e-304% | 2.708e-251% | 7.044e-210% | 1.045e-176% | 8.129e-150% | 8.747e-128% | 1.45e-109% | 2.256e-94% | 1.3e-81% | 7.994e-71% | 1.198e-61% | 8.378e-54% | 4.591e-47%
[5 empty] | 915243.1463 | 2000 | 2000 | 2000 | 61.7 | 0% | 0% | 0% | 0% | 0% | 0% | 0% | 0% | 0% | 0% | 0% | 0% | 5.62e-305% | 2.381e-252% | 8.859e-211% | 1.756e-177% | 1.734e-150% | 2.274e-128% | 4.45e-110% | 7.963e-95% | 5.171e-82% | 3.524e-71% | 5.768e-62% | 4.358e-54% | 2.554e-47%
[5 empty] | 919700.4914 | 2000 | 2000 | 2000 | 61.8 | 0% | 0% | 0% | 0% | 0% | 0% | 0% | 0% | 0% | 0% | 0% | 0% | 3.14e-306% | 2.083e-253% | 1.109e-211% | 2.94e-178% | 3.686e-151% | 5.893e-129% | 1.362e-110% | 2.804e-95% | 2.052e-82% | 1.55e-71% | 2.773e-62% | 2.263e-54% | 1.419e-47%
[5 empty] | 924172.285 | 2000 | 2000 | 2000 | 61.9 | 0% | 0% | 0% | 0% | 0% | 0% | 0% | 0% | 0% | 0% | 0% | 0% | 0% | 1.813e-254% | 1.383e-212% | 4.904e-179% | 7.809e-152% | 1.523e-129% | 4.155e-111% | 9.849e-96% | 8.128e-83% | 6.804e-72% | 1.33e-62% | 1.173e-54% | 7.867e-48%
[5 empty] | 928658.5505 | 2000 | 2000 | 2000 | 62 | 0% | 0% | 0% | 0% | 0% | 0% | 0% | 0% | 0% | 0% | 0% | 0% | 0% | 1.57e-255% | 1.716e-213% | 8.147e-180% | 1.649e-152% | 3.922e-130% | 1.264e-111% | 3.451e-96% | 3.211e-83% | 2.98e-72% | 6.371e-63% | 6.069e-55% | 4.356e-48%
[5 empty] | 933159.3111 | 2000 | 2000 | 2000 | 62.1 | 0% | 0% | 0% | 0% | 0% | 0% | 0% | 0% | 0% | 0% | 0% | 0% | 0% | 1.353e-256% | 2.12e-214% | 1.348e-180% | 3.468e-153% | 1.007e-130% | 3.837e-112% | 1.206e-96% | 1.266e-83% | 1.303e-72% | 3.045e-63% | 3.135e-55% | 2.408e-48%
[5 empty] | 937674.5902 | 2000 | 2000 | 2000 | 62.2 | 0% | 0% | 0% | 0% | 0% | 0% | 0% | 0% | 0% | 0% | 0% | 0% | 0% | 1.16e-257% | 2.608e-215% | 2.223e-181% | 7.272e-154% | 2.578e-131% | 1.161e-112% | 4.205e-97% | 4.98e-84% | 5.684e-73% | 1.453e-63% | 1.616e-55% | 1.329e-48%
[5 empty] | 942204.4114 | 2000 | 2000 | 2000 | 62.3 | 0% | 0% | 0% | 0% | 0% | 0% | 0% | 0% | 0% | 0% | 0% | 0% | 0% | 9.892e-259% | 3.193e-216% | 3.65e-182% | 1.519e-154% | 6.578e-132% | 3.504e-113% | 1.462e-97% | 1.954e-84% | 2.474e-73% | 6.918e-64% | 8.321e-56% | 7.322e-49%
[5 empty] | 946748.7978 | 2000 | 2000 | 2000 | 62.4 | 0% | 0% | 0% | 0% | 0% | 0% | 0% | 0% | 0% | 0% | 0% | 0% | 0% | 8.394e-260% | 3.893e-217% | 5.97e-183% | 3.163e-155% | 1.673e-132% | 1.054e-113% | 5.073e-98% | 7.652e-85% | 1.075e-73% | 3.288e-64% | 4.276e-56% | 4.028e-49%
[5 empty] | 951307.773 | 2000 | 2000 | 2000 | 62.5 | 0% | 0% | 0% | 0% | 0% | 0% | 0% | 0% | 0% | 0% | 0% | 0% | 0% | 7.086e-261% | 4.725e-218% | 9.726e-184% | 6.564e-156% | 4.244e-133% | 3.165e-114% | 1.755e-98% | 2.989e-85% | 4.661e-74% | 1.56e-64% | 2.193e-56% | 2.212e-49%
[5 empty] | 955881.3602 | 2000 | 2000 | 2000 | 62.6 | 0% | 0% | 0% | 0% | 0% | 0% | 0% | 0% | 0% | 0% | 0% | 0% | 0% | 5.952e-262% | 5.709e-219% | 1.579e-184% | 1.357e-156% | 1.073e-133% | 9.471e-115% | 6.058e-99% | 1.165e-85% | 2.016e-74% | 7.385e-65% | 1.123e-56% | 1.213e-49%
[5 empty] | 960469.583 | 2000 | 2000 | 2000 | 62.7 | 0% | 0% | 0% | 0% | 0% | 0% | 0% | 0% | 0% | 0% | 0% | 0% | 0% | 4.973e-263% | 6.868e-220% | 2.552e-185% | 2.797e-157% | 2.705e-134% | 2.827e-115% | 2.086e-99% | 4.531e-86% | 8.707e-75% | 3.49e-65% | 5.741e-57% | 6.642e-50%
[5 empty] | 965072.4645 | 2000 | 2000 | 2000 | 62.8 | 0% | 0% | 0% | 0% | 0% | 0% | 0% | 0% | 0% | 0% | 0% | 0% | 0% | 4.135e-264% | 8.226e-221% | 4.109e-186% | 5.743e-158% | 6.797e-135% | 8.413e-116% | 7.164e-100% | 1.758e-86% | 3.751e-75% | 1.646e-65% | 2.93e-57% | 3.631e-50%
[5 empty] | 969690.0283 | 2000 | 2000 | 2000 | 62.9 | 0% | 0% | 0% | 0% | 0% | 0% | 0% | 0% | 0% | 0% | 0% | 0% | 0% | 3.42e-265% | 9.808e-222% | 6.591e-187% | 1.175e-158% | 1.703e-135% | 2.497e-116% | 2.454e-100% | 6.806e-87% | 1.613e-75% | 7.751e-66% | 1.493e-57% | 1.981e-50%
[5 empty] | 974322.2977 | 2000 | 2000 | 2000 | 63 | 0% | 0% | 0% | 0% | 0% | 0% | 0% | 0% | 0% | 0% | 0% | 0% | 0% | 2.815e-266% | 1.164e-222% | 1.053e-187% | 2.397e-159% | 4.252e-136% | 7.391e-117% | 8.386e-101% | 2.629e-87% | 6.921e-76% | 3.642e-66% | 7.59e-58% | 1.08e-50%
[5 empty] | 978969.2961 | 2000 | 2000 | 2000 | 63.1 | 0% | 0% | 0% | 0% | 0% | 0% | 0% | 0% | 0% | 0% | 0% | 0% | 0% | 2.304e-267% | 1.376e-223% | 1.676e-188% | 4.871e-160% | 1.059e-136% | 2.181e-117% | 2.859e-101% | 1.013e-87% | 2.964e-76% | 1.708e-66% | 3.853e-58% | 5.873e-51%
[5 empty] | 983631.0468 | 2000 | 2000 | 2000 | 63.2 | 0% | 0% | 0% | 0% | 0% | 0% | 0% | 0% | 0% | 0% | 0% | 0% | 0% | 1.877e-268% | 1.619e-224% | 2.657e-189% | 9.864e-161% | 2.628e-137% | 6.421e-118% | 9.72e-102% | 3.896e-88% | 1.267e-76% | 7.998e-67% | 1.953e-58% | 3.19e-51%
[5 empty] | 988307.5733 | 2000 | 2000 | 2000 | 63.3 | 0% | 0% | 0% | 0% | 0% | 0% | 0% | 0% | 0% | 0% | 0% | 0% | 0% | 1.521e-269% | 1.896e-225% | 4.196e-190% | 1.991e-161% | 6.502e-138% | 1.885e-118% | 3.297e-102% | 1.495e-88% | 5.401e-77% | 3.737e-67% | 9.879e-59% | 1.73e-51%
[5 empty] | 992998.8989 | 2000 | 2000 | 2000 | 63.4 | 0% | 0% | 0% | 0% | 0% | 0% | 0% | 0% | 0% | 0% | 0% | 0% | 0% | 1.227e-270% | 2.211e-226% | 6.6e-191% | 4.004e-162% | 1.604e-138% | 5.517e-119% | 1.115e-102% | 5.721e-89% | 2.299e-77% | 1.743e-67% | 4.989e-59% | 9.365e-52%
[5 empty] | 997705.047 | 2000 | 2000 | 2000 | 63.5 | 0% | 0% | 0% | 0% | 0% | 0% | 0% | 0% | 0% | 0% | 0% | 0% | 0% | 9.841e-272% | 2.567e-227% | 1.034e-191% | 8.026e-163% | 3.944e-139% | 1.611e-119% | 3.764e-103% | 2.185e-89% | 9.761e-78% | 8.113e-68% | 2.515e-59% | 5.062e-52%
[5 empty] | 1002426.041 | 2000 | 2000 | 2000 | 63.6 | 0% | 0% | 0% | 0% | 0% | 0% | 0% | 0% | 0% | 0% | 0% | 0% | 0% | 7.854e-273% | 2.967e-228% | 1.614e-192% | 1.603e-163% | 9.669e-140% | 4.688e-120% | 1.267e-103% | 8.325e-90% | 4.137e-78% | 3.769e-68% | 1.266e-59% | 2.732e-52%
[5 empty] | 1007161.9043 | 2000 | 2000 | 2000 | 63.7 | 0% | 0% | 0% | 0% | 0% | 0% | 0% | 0% | 0% | 0% | 0% | 0% | 0% | 6.237e-274% | 3.414e-229% | 2.509e-193% | 3.191e-164% | 2.363e-140% | 1.361e-120% | 4.255e-104% | 3.165e-90% | 1.75e-78% | 1.748e-68% | 6.359e-60% | 1.472e-52%
[5 empty] | 1011912.6601 | 2000 | 2000 | 2000 | 63.8 | 0% | 0% | 0% | 0% | 0% | 0% | 0% | 0% | 0% | 0% | 0% | 0% | 0% | 4.927e-275% | 3.911e-230% | 3.886e-194% | 6.33e-165% | 5.757e-141% | 3.94e-121% | 1.425e-104% | 1.201e-90% | 7.385e-79% | 8.091e-69% | 3.189e-60% | 7.918e-53%
[5 empty] | 1016678.332 | 2000 | 2000 | 2000 | 63.9 | 0% | 0% | 0% | 0% | 0% | 0% | 0% | 0% | 0% | 0% | 0% | 0% | 0% | 3.873e-276% | 4.461e-231% | 5.994e-195% | 1.251e-165% | 1.398e-141% | 1.137e-121% | 4.762e-105% | 4.543e-91% | 3.11e-79% | 3.738e-69% | 1.597e-60% | 4.253e-53%
[5 empty] | 1021458.9434 | 2000 | 2000 | 2000 | 64 | 0% | 0% | 0% | 0% | 0% | 0% | 0% | 0% | 0% | 0% | 0% | 0% | 0% | 3.029e-277% | 5.065e-232% | 9.21e-196% | 2.465e-166% | 3.386e-142% | 3.275e-122% | 1.587e-105% | 1.716e-91% | 1.307e-79% | 1.724e-69% | 7.98e-61% | 2.28e-53%
[5 empty] | 1026254.5174 | 2000 | 2000 | 2000 | 64.1 | 0% | 0% | 0% | 0% | 0% | 0% | 0% | 0% | 0% | 0% | 0% | 0% | 0% | 2.356e-278% | 5.726e-233% | 1.41e-196% | 4.839e-167% | 8.175e-143% | 9.402e-123% | 5.277e-106% | 6.463e-92% | 5.484e-80% | 7.933e-70% | 3.982e-61% | 1.221e-53%
[5 empty] | 1031065.0777 | 2000 | 2000 | 2000 | 64.2 | 0% | 0% | 0% | 0% | 0% | 0% | 0% | 0% | 0% | 0% | 0% | 0% | 0% | 1.824e-279% | 6.444e-234% | 2.149e-197% | 9.468e-168% | 1.967e-143% | 2.692e-123% | 1.75e-106% | 2.43e-92% | 2.295e-80% | 3.644e-70% | 1.983e-61% | 6.526e-54%
[5 empty] | 1035890.6474 | 2000 | 2000 | 2000 | 64.3 | 0% | 0% | 0% | 0% | 0% | 0% | 0% | 0% | 0% | 0% | 0% | 0% | 0% | 1.405e-280% | 7.22e-235% | 3.264e-198% | 1.846e-168% | 4.72e-144% | 7.686e-124% | 5.788e-107% | 9.112e-93% | 9.589e-81% | 1.671e-70% | 9.859e-62% | 3.483e-54%
[5 empty] | 1040731.2501 | 2000 | 2000 | 2000 | 64.4 | 0% | 0% | 0% | 0% | 0% | 0% | 0% | 0% | 0% | 0% | 0% | 0% | 0% | 1.076e-281% | 8.053e-236% | 4.937e-199% | 3.586e-169% | 1.129e-144% | 2.188e-124% | 1.91e-107% | 3.41e-93% | 3.997e-81% | 7.647e-71% | 4.893e-62% | 1.855e-54%
[5 empty] | 1045586.9091 | 2000 | 2000 | 2000 | 64.5 | 0% | 0% | 0% | 0% | 0% | 0% | 0% | 0% | 0% | 0% | 0% | 0% | 0% | 8.205e-283% | 8.943e-237% | 7.44e-200% | 6.944e-170% | 2.692e-145% | 6.213e-125% | 6.287e-108% | 1.273e-93% | 1.663e-81% | 3.493e-71% | 2.425e-62% | 9.87e-55%
[5 empty] | 1050457.6478 | 2000 | 2000 | 2000 | 64.6 | 0% | 0% | 0% | 0% | 0% | 0% | 0% | 0% | 0% | 0% | 0% | 0% | 0% | 6.223e-284% | 9.887e-238% | 1.117e-200% | 1.34e-170% | 6.398e-146% | 1.759e-125% | 2.064e-108% | 4.742e-94% | 6.903e-82% | 1.592e-71% | 1.199e-62% | 5.242e-55%
[5 empty] | 1055343.4895 | 2000 | 2000 | 2000 | 64.7 | 0% | 0% | 0% | 0% | 0% | 0% | 0% | 0% | 0% | 0% | 0% | 0% | 0% | 4.696e-285% | 1.088e-238% | 1.67e-201% | 2.576e-171% | 1.516e-146% | 4.968e-126% | 6.76e-109% | 1.762e-94% | 2.86e-82% | 7.247e-72% | 5.921e-63% | 2.78e-55%
[5 empty] | 1060244.4576 | 2000 | 2000 | 2000 | 64.8 | 0% | 0% | 0% | 0% | 0% | 0% | 0% | 0% | 0% | 0% | 0% | 0% | 0% | 3.525e-286% | 1.192e-239% | 2.486e-202% | 4.936e-172% | 3.582e-147% | 1.399e-126% | 2.208e-109% | 6.534e-95% | 1.182e-82% | 3.291e-72% | 2.918e-63% | 1.472e-55%
[5 empty] | 1065160.5756 | 2000 | 2000 | 2000 | 64.9 | 0% | 0% | 0% | 0% | 0% | 0% | 0% | 0% | 0% | 0% | 0% | 0% | 0% | 2.633e-287% | 1.301e-240% | 3.688e-203% | 9.426e-173% | 8.436e-148% | 3.928e-127% | 7.197e-110% | 2.418e-95% | 4.878e-83% | 1.492e-72% | 1.436e-63% | 7.778e-56%
[5 empty] | 1070091.8668 | 2000 | 2000 | 2000 | 65 | 0% | 0% | 0% | 0% | 0% | 0% | 0% | 0% | 0% | 0% | 0% | 0% | 0% | 1.957e-288% | 1.413e-241% | 5.45e-204% | 1.794e-173% | 1.981e-148% | 1.1e-127% | 2.339e-110% | 8.924e-96% | 2.008e-83% | 6.752e-73% | 7.053e-64% | 4.105e-56%
[5 empty] | 1075038.3545 | 2000 | 2000 | 2000 | 65.1 | 0% | 0% | 0% | 0% | 0% | 0% | 0% | 0% | 0% | 0% | 0% | 0% | 0% | 1.447e-289% | 1.528e-242% | 8.023e-205% | 3.402e-174% | 4.636e-149% | 3.072e-128% | 7.585e-111% | 3.287e-96% | 8.252e-84% | 3.049e-73% | 3.458e-64% | 2.163e-56%
[5 empty] | 1080000.0621 | 2000 | 2000 | 2000 | 65.2 | 0% | 0% | 0% | 0% | 0% | 0% | 0% | 0% | 0% | 0% | 0% | 0% | 0% | 1.064e-290% | 1.645e-243% | 1.176e-205% | 6.429e-175% | 1.082e-149% | 8.555e-129% | 2.453e-111% | 1.208e-96% | 3.384e-84% | 1.374e-73% | 1.693e-64% | 1.138e-56%
[5 empty] | 1084977.0131 | 2000 | 2000 | 2000 | 65.3 | 0% | 0% | 0% | 0% | 0% | 0% | 0% | 0% | 0% | 0% | 0% | 0% | 0% | 7.788e-292% | 1.762e-244% | 1.718e-206% | 1.211e-175% | 2.516e-150% | 2.376e-129% | 7.915e-112% | 4.428e-97% | 1.385e-84% | 6.184e-74% | 8.272e-65% | 5.975e-57%
[5 empty] | 1089969.2309 | 2000 | 2000 | 2000 | 65.4 | 0% | 0% | 0% | 0% | 0% | 0% | 0% | 0% | 0% | 0% | 0% | 0% | 0% | 5.67e-293% | 1.88e-245% | 2.499e-207% | 2.272e-176% | 5.836e-151% | 6.579e-130% | 2.547e-112% | 1.62e-97% | 5.654e-85% | 2.777e-74% | 4.035e-65% | 3.133e-57%
[5 empty] | 1094976.7387 | 2000 | 2000 | 2000 | 65.5 | 0% | 0% | 0% | 0% | 0% | 0% | 0% | 0% | 0% | 0% | 0% | 0% | 0% | 4.107e-294% | 1.997e-246% | 3.622e-208% | 4.25e-177% | 1.349e-151% | 1.817e-130% | 8.177e-113% | 5.912e-98% | 2.304e-85% | 1.245e-74% | 1.965e-65% | 1.64e-57%
[5 empty] | 1099999.5599 | 2000 | 2000 | 2000 | 65.6 | 0% | 0% | 0% | 0% | 0% | 0% | 0% | 0% | 0% | 0% | 0% | 0% | 0% | 2.96e-295% | 2.112e-247% | 5.227e-209% | 7.921e-178% | 3.11e-152% | 5.005e-131% | 2.619e-113% | 2.153e-98% | 9.368e-86% | 5.569e-75% | 9.55e-66% | 8.572e-58%
[5 empty] | 1105037.718 | 2000 | 2000 | 2000 | 65.7 | 0% | 0% | 0% | 0% | 0% | 0% | 0% | 0% | 0% | 0% | 0% | 0% | 0% | 2.123e-296% | 2.224e-248% | 7.516e-210% | 1.471e-178% | 7.145e-153% | 1.375e-131% | 8.364e-114% | 7.821e-99% | 3.802e-86% | 2.487e-75% | 4.634e-66% | 4.473e-58%
[5 empty] | 1110091.2364 | 2000 | 2000 | 2000 | 65.8 | 0% | 0% | 0% | 0% | 0% | 0% | 0% | 0% | 0% | 0% | 0% | 0% | 0% | 1.514e-297% | 2.331e-249% | 1.076e-210% | 2.723e-179% | 1.637e-153% | 3.765e-132% | 2.665e-114% | 2.835e-99% | 1.54e-86% | 1.108e-75% | 2.245e-66% | 2.331e-58%
[5 empty] | 1115160.1383 | 2000 | 2000 | 2000 | 65.9 | 0% | 0% | 0% | 0% | 0% | 0% | 0% | 0% | 0% | 0% | 0% | 0% | 0% | 1.075e-298% | 2.432e-250% | 1.536e-211% | 5.024e-180% | 3.737e-154% | 1.028e-132% | 8.47e-115% | 1.025e-99% | 6.222e-87% | 4.93e-76% | 1.086e-66% | 1.212e-58%
[5 empty] | 1120244.4472 | 2000 | 2000 | 2000 | 66 | 0% | 0% | 0% | 0% | 0% | 0% | 0% | 0% | 0% | 0% | 0% | 0% | 0% | 7.59e-300% | 2.527e-251% | 2.182e-212% | 9.235e-181% | 8.508e-155% | 2.801e-133% | 2.685e-115% | 3.7e-100% | 2.51e-87% | 2.189e-76% | 5.24e-67% | 6.296e-59%
[5 empty] | 1125344.1865 | 2000 | 2000 | 2000 | 66.1 | 0% | 0% | 0% | 0% | 0% | 0% | 0% | 0% | 0% | 0% | 0% | 0% | 0% | 5.332e-301% | 2.614e-252% | 3.089e-213% | 1.692e-181% | 1.931e-155% | 7.608e-134% | 8.492e-116% | 1.332e-100% | 1.01e-87% | 9.702e-77% | 2.525e-67% | 3.264e-59%
[5 empty] | 1130459.3796 | 2000 | 2000 | 2000 | 66.2 | 0% | 0% | 0% | 0% | 0% | 0% | 0% | 0% | 0% | 0% | 0% | 0% | 0% | 3.727e-302% | 2.691e-253% | 4.356e-214% | 3.088e-182% | 4.369e-156% | 2.061e-134% | 2.679e-116% | 4.786e-101% | 4.057e-88% | 4.291e-77% | 1.215e-67% | 1.69e-59%
[5 empty] | 1135590.0497 | 2000 | 2000 | 2000 | 66.3 | 0% | 0% | 0% | 0% | 0% | 0% | 0% | 0% | 0% | 0% | 0% | 0% | 0% | 2.592e-303% | 2.759e-254% | 6.118e-215% | 5.619e-183% | 9.854e-157% | 5.567e-135% | 8.429e-117% | 1.715e-101% | 1.626e-88% | 1.895e-77% | 5.834e-68% | 8.734e-60%
[5 empty] | 1140736.2204 | 2000 | 2000 | 2000 | 66.4 | 0% | 0% | 0% | 0% | 0% | 0% | 0% | 0% | 0% | 0% | 0% | 0% | 0% | 1.793e-304% | 2.816e-255% | 8.559e-216% | 1.019e-183% | 2.216e-157% | 1.5e-135% | 2.646e-117% | 6.134e-102% | 6.504e-89% | 8.349e-78% | 2.797e-68% | 4.507e-60%
[5 empty] | 1145897.9149 | 2000 | 2000 | 2000 | 66.5 | 0% | 0% | 0% | 0% | 0% | 0% | 0% | 0% | 0% | 0% | 0% | 0% | 0% | 1.234e-305% | 2.861e-256% | 1.193e-216% | 1.84e-184% | 4.967e-158% | 4.028e-136% | 8.284e-118% | 2.188e-102% | 2.596e-89% | 3.672e-78% | 1.338e-68% | 2.322e-60%
[5 empty] | 1151075.1567 | 2000 | 2000 | 2000 | 66.6 | 0% | 0% | 0% | 0% | 0% | 0% | 0% | 0% | 0% | 0% | 0% | 0% | 0% | 0% | 2.894e-257% | 1.656e-217% | 3.314e-185% | 1.11e-158% | 1.079e-136% | 2.587e-118% | 7.79e-103% | 1.034e-89% | 1.612e-78% | 6.394e-69% | 1.194e-60%
[5 empty] | 1156267.9692 | 2000 | 2000 | 2000 | 66.7 | 0% | 0% | 0% | 0% | 0% | 0% | 0% | 0% | 0% | 0% | 0% | 0% | 0% | 0% | 2.914e-258% | 2.29e-218% | 5.945e-186% | 2.473e-159% | 2.883e-137% | 8.06e-119% | 2.767e-103% | 4.111e-90% | 7.064e-79% | 3.049e-69% | 6.134e-61%
[5 empty] | 1161476.3757 | 2000 | 2000 | 2000 | 66.8 | 0% | 0% | 0% | 0% | 0% | 0% | 0% | 0% | 0% | 0% | 0% | 0% | 0% | 0% | 2.922e-259% | 3.154e-219% | 1.063e-186% | 5.492e-160% | 7.681e-138% | 2.505e-119% | 9.805e-104% | 1.631e-90% | 3.089e-79% | 1.452e-69% | 3.145e-61%
[5 empty] | 1166700.3995 | 2000 | 2000 | 2000 | 66.9 | 0% | 0% | 0% | 0% | 0% | 0% | 0% | 0% | 0% | 0% | 0% | 0% | 0% | 0% | 2.916e-260% | 4.327e-220% | 1.894e-187% | 1.216e-160% | 2.041e-138% | 7.764e-120% | 3.467e-104% | 6.456e-91% | 1.349e-79% | 6.899e-70% | 1.61e-61%
[5 empty] | 1171940.0642 | 2000 | 2000 | 2000 | 67 | 0% | 0% | 0% | 0% | 0% | 0% | 0% | 0% | 0% | 0% | 0% | 0% | 0% | 0% | 2.898e-261% | 5.913e-221% | 3.364e-188% | 2.684e-161% | 5.406e-139% | 2.401e-120% | 1.223e-104% | 2.55e-91% | 5.875e-80% | 3.273e-70% | 8.229e-62%
[5 empty] | 1177195.393 | 2000 | 2000 | 2000 | 67.1 | 0% | 0% | 0% | 0% | 0% | 0% | 0% | 0% | 0% | 0% | 0% | 0% | 0% | 0% | 2.867e-262% | 8.049e-222% | 5.953e-189% | 5.907e-162% | 1.428e-139% | 7.404e-121% | 4.304e-105% | 1.005e-91% | 2.555e-80% | 1.55e-70% | 4.199e-62%
[5 empty] | 1182466.4093 | 2000 | 2000 | 2000 | 67.2 | 0% | 0% | 0% | 0% | 0% | 0% | 0% | 0% | 0% | 0% | 0% | 0% | 0% | 0% | 2.824e-263% | 1.091e-222% | 1.05e-189% | 1.296e-162% | 3.763e-140% | 2.278e-121% | 1.512e-105% | 3.956e-92% | 1.109e-80% | 7.328e-71% | 2.139e-62%
[5 empty] | 1187753.1366 | 2000 | 2000 | 2000 | 67.3 | 0% | 0% | 0% | 0% | 0% | 0% | 0% | 0% | 0% | 0% | 0% | 0% | 0% | 0% | 2.769e-264% | 1.474e-223% | 1.845e-190% | 2.834e-163% | 9.888e-141% | 6.991e-122% | 5.296e-106% | 1.553e-92% | 4.805e-81% | 3.459e-71% | 1.088e-62%
[5 empty] | 1193055.5981 | 2000 | 2000 | 2000 | 67.4 | 0% | 0% | 0% | 0% | 0% | 0% | 0% | 0% | 0% | 0% | 0% | 0% | 0% | 0% | 2.703e-265% | 1.984e-224% | 3.231e-191% | 6.178e-164% | 2.591e-141% | 2.14e-122% | 1.851e-106% | 6.085e-93% | 2.078e-81% | 1.629e-71% | 5.526e-63%
[5 empty] | 1198373.8173 | 2000 | 2000 | 2000 | 67.5 | 0% | 0% | 0% | 0% | 0% | 0% | 0% | 0% | 0% | 0% | 0% | 0% | 0% | 0% | 2.627e-266% | 2.658e-225% | 5.639e-192% | 1.343e-164% | 6.77e-142% | 6.535e-123% | 6.458e-107% | 2.379e-93% | 8.967e-82% | 7.664e-72% | 2.802e-63%
[5 empty] | 1203707.8176 | 2000 | 2000 | 2000 | 67.6 | 0% | 0% | 0% | 0% | 0% | 0% | 0% | 0% | 0% | 0% | 0% | 0% | 0% | 0% | 2.542e-267% | 3.549e-226% | 9.807e-193% | 2.91e-165% | 1.764e-142% | 1.991e-123% | 2.247e-107% | 9.284e-94% | 3.863e-82% | 3.598e-72% | 1.418e-63%
[5 empty] | 1209057.6223 | 2000 | 2000 | 2000 | 67.7 | 0% | 0% | 0% | 0% | 0% | 0% | 0% | 0% | 0% | 0% | 0% | 0% | 0% | 0% | 2.448e-268% | 4.719e-227% | 1.7e-193% | 6.286e-166% | 4.584e-143% | 6.048e-124% | 7.803e-108% | 3.615e-94% | 1.661e-82% | 1.686e-72% | 7.168e-64%
[5 empty] | 1214423.2548 | 2000 | 2000 | 2000 | 67.8 | 0% | 0% | 0% | 0% | 0% | 0% | 0% | 0% | 0% | 0% | 0% | 0% | 0% | 0% | 2.348e-269% | 6.251e-228% | 2.936e-194% | 1.354e-166% | 1.188e-143% | 1.833e-124% | 2.703e-108% | 1.405e-94% | 7.128e-83% | 7.89e-73% | 3.617e-64%
[5 empty] | 1219804.7386 | 2000 | 2000 | 2000 | 67.9 | 0% | 0% | 0% | 0% | 0% | 0% | 0% | 0% | 0% | 0% | 0% | 0% | 0% | 0% | 2.242e-270% | 8.248e-229% | 5.054e-195% | 2.906e-167% | 3.07e-144% | 5.542e-125% | 9.343e-109% | 5.447e-95% | 3.053e-83% | 3.685e-73% | 1.822e-64%
[5 empty] | 1225202.0968 | 2000 | 2000 | 2000 | 68 | 0% | 0% | 0% | 0% | 0% | 0% | 0% | 0% | 0% | 0% | 0% | 0% | 0% | 0% | 2.131e-271% | 1.084e-229% | 8.669e-196% | 6.219e-168% | 7.91e-145% | 1.671e-125% | 3.222e-109% | 2.108e-95% | 1.305e-83% | 1.718e-73% | 9.165e-65%
[5 empty] | 1230615.3531 | 2000 | 2000 | 2000 | 68.1 | 0% | 0% | 0% | 0% | 0% | 0% | 0% | 0% | 0% | 0% | 0% | 0% | 0% | 0% | 2.016e-272% | 1.419e-230% | 1.482e-196% | 1.327e-168% | 2.033e-145% | 5.028e-126% | 1.109e-109% | 8.141e-96% | 5.57e-84% | 7.998e-74% | 4.602e-65%
[5 empty] | 1236044.5307 | 2000 | 2000 | 2000 | 68.2 | 0% | 0% | 0% | 0% | 0% | 0% | 0% | 0% | 0% | 0% | 0% | 0% | 0% | 0% | 1.9e-273% | 1.851e-231% | 2.524e-197% | 2.823e-169% | 5.21e-146% | 1.509e-126% | 3.806e-110% | 3.137e-96% | 2.372e-84% | 3.716e-74% | 2.308e-65%
[5 empty] | 1241489.6529 | 2000 | 2000 | 2000 | 68.3 | 0% | 0% | 0% | 0% | 0% | 0% | 0% | 0% | 0% | 0% | 0% | 0% | 0% | 0% | 1.782e-274% | 2.404e-232% | 4.285e-198% | 5.985e-170% | 1.331e-146% | 4.516e-127% | 1.304e-110% | 1.207e-96% | 1.009e-84% | 1.724e-74% | 1.155e-65%
[5 empty] | 1246950.7433 | 2000 | 2000 | 2000 | 68.4 | 0% | 0% | 0% | 0% | 0% | 0% | 0% | 0% | 0% | 0% | 0% | 0% | 0% | 0% | 1.664e-275% | 3.11e-233% | 7.25e-199% | 1.265e-170% | 3.393e-147% | 1.348e-127% | 4.455e-111% | 4.631e-97% | 4.279e-85% | 7.981e-75% | 5.773e-66%
[5 empty] | 1252427.8251 | 2000 | 2000 | 2000 | 68.5 | 0% | 0% | 0% | 0% | 0% | 0% | 0% | 0% | 0% | 0% | 0% | 0% | 0% | 0% | 1.547e-276% | 4.009e-234% | 1.222e-199% | 2.667e-171% | 8.624e-148% | 4.015e-128% | 1.519e-111% | 1.774e-97% | 1.812e-85% | 3.689e-75% | 2.881e-66%
[5 empty] | 1257920.9218 | 2000 | 2000 | 2000 | 68.6 | 0% | 0% | 0% | 0% | 0% | 0% | 0% | 0% | 0% | 0% | 0% | 0% | 0% | 0% | 1.431e-277% | 5.147e-235% | 2.053e-200% | 5.602e-172% | 2.186e-148% | 1.193e-128% | 5.167e-112% | 6.779e-98% | 7.661e-86% | 1.702e-75% | 1.435e-66%
[5 empty] | 1263430.0567 | 2000 | 2000 | 2000 | 68.7 | 0% | 0% | 0% | 0% | 0% | 0% | 0% | 0% | 0% | 0% | 0% | 0% | 0% | 0% | 1.319e-278% | 6.582e-236% | 3.438e-201% | 1.173e-172% | 5.525e-149% | 3.535e-129% | 1.754e-112% | 2.586e-98% | 3.232e-86% | 7.841e-76% | 7.137e-67%
[5 empty] | 1268955.2533 | 2000 | 2000 | 2000 | 68.8 | 0% | 0% | 0% | 0% | 0% | 0% | 0% | 0% | 0% | 0% | 0% | 0% | 0% | 0% | 1.21e-279% | 8.384e-237% | 5.736e-202% | 2.45e-173% | 1.393e-149% | 1.045e-129% | 5.94e-113% | 9.842e-99% | 1.361e-86% | 3.605e-76% | 3.544e-67%
[5 empty] | 1274496.5348 | 2000 | 2000 | 2000 | 68.9 | 0% | 0% | 0% | 0% | 0% | 0% | 0% | 0% | 0% | 0% | 0% | 0% | 0% | 0% | 1.105e-280% | 1.064e-237% | 9.538e-203% | 5.1e-174% | 3.5e-150% | 3.081e-130% | 2.007e-113% | 3.738e-99% | 5.722e-87% | 1.655e-76% | 1.757e-67%
[5 empty] | 1280053.9246 | 2000 | 2000 | 2000 | 69 | 0% | 0% | 0% | 0% | 0% | 0% | 0% | 0% | 0% | 0% | 0% | 0% | 0% | 0% | 1.005e-281% | 1.345e-238% | 1.58e-203% | 1.058e-174% | 8.774e-151% | 9.063e-131% | 6.766e-114% | 1.417e-99% | 2.4e-87% | 7.584e-77% | 8.698e-68%
[5 empty] | 1285627.4463 | 2000 | 2000 | 2000 | 69.1 | 0% | 0% | 0% | 0% | 0% | 0% | 0% | 0% | 0% | 0% | 0% | 0% | 0% | 0% | 9.093e-283% | 1.693e-239% | 2.61e-204% | 2.19e-175% | 2.193e-151% | 2.659e-131% | 2.276e-114% | 5.361e-100% | 1.005e-87% | 3.469e-77% | 4.299e-68%
[5 empty] | 1291217.123 | 2000 | 2000 | 2000 | 69.2 | 0% | 0% | 0% | 0% | 0% | 0% | 0% | 0% | 0% | 0% | 0% | 0% | 0% | 0% | 8.194e-284% | 2.123e-240% | 4.295e-205% | 4.516e-176% | 5.467e-152% | 7.781e-132% | 7.638e-115% | 2.024e-100% | 4.201e-88% | 1.584e-77% | 2.121e-68%
[5 empty] | 1296822.9782 | 2000 | 2000 | 2000 | 69.3 | 0% | 0% | 0% | 0% | 0% | 0% | 0% | 0% | 0% | 0% | 0% | 0% | 0% | 0% | 7.352e-285% | 2.652e-241% | 7.043e-206% | 9.285e-177% | 1.359e-152% | 2.272e-132% | 2.557e-115% | 7.624e-101% | 1.752e-88% | 7.221e-78% | 1.045e-68%
[5 empty] | 1302445.0354 | 2000 | 2000 | 2000 | 69.4 | 0% | 0% | 0% | 0% | 0% | 0% | 0% | 0% | 0% | 0% | 0% | 0% | 0% | 0% | 6.566e-286% | 3.3e-242% | 1.151e-206% | 1.903e-177% | 3.369e-153% | 6.615e-133% | 8.544e-116% | 2.866e-101% | 7.297e-89% | 3.286e-78% | 5.139e-69%
[5 empty] | 1308083.3178 | 2000 | 2000 | 2000 | 69.5 | 0% | 0% | 0% | 0% | 0% | 0% | 0% | 0% | 0% | 0% | 0% | 0% | 0% | 0% | 5.839e-287% | 4.09e-243% | 1.874e-207% | 3.889e-178% | 8.328e-154% | 1.921e-133% | 2.848e-116% | 1.075e-101% | 3.032e-89% | 1.493e-78% | 2.524e-69%
[5 empty] | 1313737.8488 | 2000 | 2000 | 2000 | 69.6 | 0% | 0% | 0% | 0% | 0% | 0% | 0% | 0% | 0% | 0% | 0% | 0% | 0% | 0% | 5.169e-288% | 5.05e-244% | 3.042e-208% | 7.922e-179% | 2.053e-154% | 5.567e-134% | 9.471e-117% | 4.026e-102% | 1.258e-89% | 6.769e-79% | 1.237e-69%
[5 empty] | 1319408.6518 | 2000 | 2000 | 2000 | 69.7 | 0% | 0% | 0% | 0% | 0% | 0% | 0% | 0% | 0% | 0% | 0% | 0% | 0% | 0% | 4.556e-289% | 6.211e-245% | 4.92e-209% | 1.609e-179% | 5.048e-155% | 1.609e-134% | 3.143e-117% | 1.504e-102% | 5.208e-90% | 3.064e-79% | 6.056e-70%
[5 empty] | 1325095.7503 | 2000 | 2000 | 2000 | 69.8 | 0% | 0% | 0% | 0% | 0% | 0% | 0% | 0% | 0% | 0% | 0% | 0% | 0% | 0% | 3.997e-290% | 7.608e-246% | 7.93e-210% | 3.257e-180% | 1.238e-155% | 4.639e-135% | 1.04e-117% | 5.608e-103% | 2.152e-90% | 1.385e-79% | 2.96e-70%
[5 empty] | 1330799.1675 | 2000 | 2000 | 2000 | 69.9 | 0% | 0% | 0% | 0% | 0% | 0% | 0% | 0% | 0% | 0% | 0% | 0% | 0% | 0% | 3.492e-291% | 9.284e-247% | 1.274e-210% | 6.575e-181% | 3.026e-156% | 1.334e-135% | 3.437e-118% | 2.087e-103% | 8.876e-91% | 6.247e-80% | 1.444e-70%
[5 empty] | 1336518.9269 | 2000 | 2000 | 2000 | 70 | 0% | 0% | 0% | 0% | 0% | 0% | 0% | 0% | 0% | 0% | 0% | 0% | 0% | 0% | 3.037e-292% | 1.129e-247% | 2.039e-211% | 1.323e-181% | 7.377e-157% | 3.827e-136% | 1.133e-118% | 7.749e-104% | 3.654e-91% | 2.814e-80% | 7.035e-71%
[5 empty] | 1342255.0518 | 2000 | 2000 | 2000 | 70.1 | 0% | 0% | 0% | 0% | 0% | 0% | 0% | 0% | 0% | 0% | 0% | 0% | 0% | 0% | 2.629e-293% | 1.366e-248% | 3.252e-212% | 2.654e-182% | 1.794e-157% | 1.095e-136% | 3.724e-119% | 2.871e-104% | 1.501e-91% | 1.265e-80% | 3.422e-71%
[5 empty] | 1348007.5657 | 2000 | 2000 | 2000 | 70.2 | 0% | 0% | 0% | 0% | 0% | 0% | 0% | 0% | 0% | 0% | 0% | 0% | 0% | 0% | 2.266e-294% | 1.648e-249% | 5.169e-213% | 5.306e-183% | 4.349e-158% | 3.126e-137% | 1.222e-119% | 1.062e-104% | 6.158e-92% | 5.676e-81% | 1.661e-71%
[5 empty] | 1353776.4918 | 2000 | 2000 | 2000 | 70.3 | 0% | 0% | 0% | 0% | 0% | 0% | 0% | 0% | 0% | 0% | 0% | 0% | 0% | 0% | 1.945e-295% | 1.98e-250% | 8.189e-214% | 1.058e-183% | 1.052e-158% | 8.899e-138% | 3.999e-120% | 3.918e-105% | 2.521e-92% | 2.543e-81% | 8.055e-72%
[5 empty] | 1359561.8536 | 2000 | 2000 | 2000 | 70.4 | 0% | 0% | 0% | 0% | 0% | 0% | 0% | 0% | 0% | 0% | 0% | 0% | 0% | 0% | 1.662e-296% | 2.369e-251% | 1.293e-214% | 2.102e-184% | 2.535e-159% | 2.528e-138% | 1.306e-120% | 1.443e-105% | 1.03e-92% | 1.137e-81% | 3.899e-72%
[5 empty] | 1365363.6745 | 2000 | 2000 | 2000 | 70.5 | 0% | 0% | 0% | 0% | 0% | 0% | 0% | 0% | 0% | 0% | 0% | 0% | 0% | 0% | 1.413e-297% | 2.824e-252% | 2.034e-215% | 4.166e-185% | 6.097e-160% | 7.16e-139% | 4.256e-121% | 5.302e-106% | 4.2e-93% | 5.078e-82% | 1.884e-72%
[5 empty] | 1371181.9778 | 2000 | 2000 | 2000 | 70.6 | 0% | 0% | 0% | 0% | 0% | 0% | 0% | 0% | 0% | 0% | 0% | 0% | 0% | 0% | 1.197e-298% | 3.353e-253% | 3.188e-216% | 8.228e-186% | 1.462e-160% | 2.023e-139% | 1.384e-121% | 1.945e-106% | 1.709e-93% | 2.263e-82% | 9.091e-73%
[5 empty] | 1377016.7869 | 2000 | 2000 | 2000 | 70.7 | 0% | 0% | 0% | 0% | 0% | 0% | 0% | 0% | 0% | 0% | 0% | 0% | 0% | 0% | 1.009e-299% | 3.966e-254% | 4.981e-217% | 1.62e-186% | 3.496e-161% | 5.704e-140% | 4.489e-122% | 7.117e-107% | 6.945e-94% | 1.007e-82% | 4.379e-73%
[5 empty] | 1382868.1252 | 2000 | 2000 | 2000 | 70.8 | 0% | 0% | 0% | 0% | 0% | 0% | 0% | 0% | 0% | 0% | 0% | 0% | 0% | 0% | 8.468e-301% | 4.672e-255% | 7.756e-218% | 3.181e-187% | 8.337e-162% | 1.604e-140% | 1.453e-122% | 2.599e-107% | 2.816e-94% | 4.472e-83% | 2.106e-73%
[5 empty] | 1388736.0161 | 2000 | 2000 | 2000 | 70.9 | 0% | 0% | 0% | 0% | 0% | 0% | 0% | 0% | 0% | 0% | 0% | 0% | 0% | 0% | 7.076e-302% | 5.483e-256% | 1.203e-218% | 6.224e-188% | 1.983e-162% | 4.499e-141% | 4.691e-123% | 9.474e-108% | 1.14e-94% | 1.983e-83% | 1.011e-73%
[5 empty] | 1394620.4829 | 2000 | 2000 | 2000 | 71 | 0% | 0% | 0% | 0% | 0% | 0% | 0% | 0% | 0% | 0% | 0% | 0% | 0% | 0% | 5.886e-303% | 6.409e-257% | 1.861e-219% | 1.214e-188% | 4.702e-163% | 1.259e-141% | 1.511e-123% | 3.446e-108% | 4.604e-95% | 8.775e-84% | 4.848e-74%
[5 empty] | 1400521.5491 | 2000 | 2000 | 2000 | 71.1 | 0% | 0% | 0% | 0% | 0% | 0% | 0% | 0% | 0% | 0% | 0% | 0% | 0% | 0% | 4.875e-304% | 7.463e-258% | 2.867e-220% | 2.362e-189% | 1.112e-163% | 3.513e-142% | 4.858e-124% | 1.251e-108% | 1.856e-95% | 3.877e-84% | 2.321e-74%
[5 empty] | 1406439.238 | 2000 | 2000 | 2000 | 71.2 | 0% | 0% | 0% | 0% | 0% | 0% | 0% | 0% | 0% | 0% | 0% | 0% | 0% | 0% | 4.019e-305% | 8.655e-259% | 4.402e-221% | 4.58e-190% | 2.622e-164% | 9.778e-143% | 1.558e-124% | 4.531e-109% | 7.471e-96% | 1.71e-84% | 1.109e-74%
[5 empty] | 1412373.5729 | 2000 | 2000 | 2000 | 71.3 | 0% | 0% | 0% | 0% | 0% | 0% | 0% | 0% | 0% | 0% | 0% | 0% | 0% | 0% | 3.299e-306% | 1e-259% | 6.736e-222% | 8.852e-191% | 6.168e-165% | 2.715e-143% | 4.986e-125% | 1.638e-109% | 3.001e-96% | 7.529e-85% | 5.291e-75%
[5 empty] | 1418324.5774 | 2000 | 2000 | 2000 | 71.4 | 0% | 0% | 0% | 0% | 0% | 0% | 0% | 0% | 0% | 0% | 0% | 0% | 0% | 0% | 0% | 1.151e-260% | 1.027e-222% | 1.706e-191% | 1.447e-165% | 7.521e-144% | 1.592e-125% | 5.908e-110% | 1.203e-96% | 3.309e-85% | 2.52e-75%
[5 empty] | 1424292.2746 | 2000 | 2000 | 2000 | 71.5 | 0% | 0% | 0% | 0% | 0% | 0% | 0% | 0% | 0% | 0% | 0% | 0% | 0% | 0% | 0% | 1.319e-261% | 1.561e-223% | 3.277e-192% | 3.383e-166% | 2.078e-144% | 5.071e-126% | 2.127e-110% | 4.814e-97% | 1.452e-85% | 1.199e-75%
[5 empty] | 1430276.6882 | 2000 | 2000 | 2000 | 71.6 | 0% | 0% | 0% | 0% | 0% | 0% | 0% | 0% | 0% | 0% | 0% | 0% | 0% | 0% | 0% | 1.506e-262% | 2.364e-224% | 6.276e-193% | 7.891e-167% | 5.728e-145% | 1.612e-126% | 7.64e-111% | 1.923e-97% | 6.359e-86% | 5.692e-76%
[5 empty] | 1436277.8413 | 2000 | 2000 | 2000 | 71.7 | 0% | 0% | 0% | 0% | 0% | 0% | 0% | 0% | 0% | 0% | 0% | 0% | 0% | 0% | 0% | 1.713e-263% | 3.568e-225% | 1.198e-193% | 1.835e-167% | 1.575e-145% | 5.11e-127% | 2.739e-111% | 7.666e-98% | 2.781e-86% | 2.698e-76%
[5 empty] | 1442295.7574 | 2000 | 2000 | 2000 | 71.8 | 0% | 0% | 0% | 0% | 0% | 0% | 0% | 0% | 0% | 0% | 0% | 0% | 0% | 0% | 0% | 1.941e-264% | 5.366e-226% | 2.281e-194% | 4.257e-168% | 4.319e-146% | 1.617e-127% | 9.799e-112% | 3.05e-98% | 1.214e-86% | 1.277e-76%
[5 empty] | 1448330.4599 | 2000 | 2000 | 2000 | 71.9 | 0% | 0% | 0% | 0% | 0% | 0% | 0% | 0% | 0% | 0% | 0% | 0% | 0% | 0% | 0% | 2.191e-265% | 8.043e-227% | 4.328e-195% | 9.848e-169% | 1.181e-146% | 5.104e-128% | 3.498e-112% | 1.211e-98% | 5.289e-87% | 6.035e-77%
[5 empty] | 1454381.9721 | 2000 | 2000 | 2000 | 72 | 0% | 0% | 0% | 0% | 0% | 0% | 0% | 0% | 0% | 0% | 0% | 0% | 0% | 0% | 0% | 2.463e-266% | 1.201e-227% | 8.187e-196% | 2.272e-169% | 3.224e-147% | 1.607e-128% | 1.246e-112% | 4.802e-99% | 2.3e-87% | 2.847e-77%
[5 empty] | 1460450.3174 | 2000 | 2000 | 2000 | 72.1 | 0% | 0% | 0% | 0% | 0% | 0% | 0% | 0% | 0% | 0% | 0% | 0% | 0% | 0% | 0% | 2.758e-267% | 1.788e-228% | 1.544e-196% | 5.226e-170% | 8.774e-148% | 5.051e-129% | 4.432e-113% | 1.9e-99% | 9.989e-88% | 1.341e-77%
[5 empty] | 1466535.5193 | 2000 | 2000 | 2000 | 72.2 | 0% | 0% | 0% | 0% | 0% | 0% | 0% | 0% | 0% | 0% | 0% | 0% | 0% | 0% | 0% | 3.076e-268% | 2.652e-229% | 2.903e-197% | 1.199e-170% | 2.382e-148% | 1.584e-129% | 1.572e-113% | 7.503e-100% | 4.33e-88% | 6.308e-78%
[5 empty] | 1472637.601 | 2000 | 2000 | 2000 | 72.3 | 0% | 0% | 0% | 0% | 0% | 0% | 0% | 0% | 0% | 0% | 0% | 0% | 0% | 0% | 0% | 3.418e-269% | 3.921e-230% | 5.44e-198% | 2.742e-171% | 6.452e-149% | 4.954e-130% | 5.568e-114% | 2.957e-100% | 1.874e-88% | 2.962e-78%
[5 empty] | 1478756.586 | 2000 | 2000 | 2000 | 72.4 | 0% | 0% | 0% | 0% | 0% | 0% | 0% | 0% | 0% | 0% | 0% | 0% | 0% | 0% | 0% | 3.782e-270% | 5.776e-231% | 1.016e-198% | 6.256e-172% | 1.743e-149% | 1.546e-130% | 1.967e-114% | 1.163e-100% | 8.093e-89% | 1.388e-78%
[5 empty] | 1484892.4976 | 2000 | 2000 | 2000 | 72.5 | 0% | 0% | 0% | 0% | 0% | 0% | 0% | 0% | 0% | 0% | 0% | 0% | 0% | 0% | 0% | 4.17e-271% | 8.479e-232% | 1.893e-199% | 1.423e-172% | 4.697e-150% | 4.815e-131% | 6.937e-115% | 4.569e-101% | 3.49e-89% | 6.499e-79%
[5 empty] | 1491045.3593 | 2000 | 2000 | 2000 | 72.6 | 0% | 0% | 0% | 0% | 0% | 0% | 0% | 0% | 0% | 0% | 0% | 0% | 0% | 0% | 0% | 4.579e-272% | 1.24e-232% | 3.516e-200% | 3.229e-173% | 1.263e-150% | 1.496e-131% | 2.441e-115% | 1.791e-101% | 1.502e-89% | 3.037e-79%
[5 empty] | 1497215.1943 | 2000 | 2000 | 2000 | 72.7 | 0% | 0% | 0% | 0% | 0% | 0% | 0% | 0% | 0% | 0% | 0% | 0% | 0% | 0% | 0% | 5.009e-273% | 1.808e-233% | 6.509e-201% | 7.305e-174% | 3.386e-151% | 4.638e-132% | 8.573e-116% | 7.005e-102% | 6.456e-90% | 1.417e-79%
[5 empty] | 1503402.0262 | 2000 | 2000 | 2000 | 72.8 | 0% | 0% | 0% | 0% | 0% | 0% | 0% | 0% | 0% | 0% | 0% | 0% | 0% | 0% | 0% | 5.457e-274% | 2.627e-234% | 1.201e-201% | 1.648e-174% | 9.056e-152% | 1.434e-132% | 3.004e-116% | 2.735e-102% | 2.769e-90% | 6.599e-80%
[5 empty] | 1509605.8782 | 2000 | 2000 | 2000 | 72.9 | 0% | 0% | 0% | 0% | 0% | 0% | 0% | 0% | 0% | 0% | 0% | 0% | 0% | 0% | 0% | 5.923e-275% | 3.804e-235% | 2.21e-202% | 3.708e-175% | 2.416e-152% | 4.426e-133% | 1.051e-116% | 1.066e-102% | 1.186e-90% | 3.069e-80%
[5 empty] | 1515826.7737 | 2000 | 2000 | 2000 | 73 | 0% | 0% | 0% | 0% | 0% | 0% | 0% | 0% | 0% | 0% | 0% | 0% | 0% | 0% | 0% | 6.403e-276% | 5.488e-236% | 4.054e-203% | 8.32e-176% | 6.43e-153% | 1.363e-133% | 3.667e-117% | 4.146e-103% | 5.07e-91% | 1.425e-80%
[5 empty] | 1522064.7362 | 2000 | 2000 | 2000 | 73.1 | 0% | 0% | 0% | 0% | 0% | 0% | 0% | 0% | 0% | 0% | 0% | 0% | 0% | 0% | 0% | 6.896e-277% | 7.891e-237% | 7.412e-204% | 1.862e-176% | 1.707e-153% | 4.187e-134% | 1.277e-117% | 1.61e-103% | 2.163e-91% | 6.606e-81%
[5 empty] | 1528319.7889 | 2000 | 2000 | 2000 | 73.2 | 0% | 0% | 0% | 0% | 0% | 0% | 0% | 0% | 0% | 0% | 0% | 0% | 0% | 0% | 0% | 7.397e-278% | 1.131e-237% | 1.351e-204% | 4.154e-177% | 4.52e-154% | 1.283e-134% | 4.438e-118% | 6.237e-104% | 9.217e-92% | 3.057e-81%
[5 empty] | 1534591.9553 | 2000 | 2000 | 2000 | 73.3 | 0% | 0% | 0% | 0% | 0% | 0% | 0% | 0% | 0% | 0% | 0% | 0% | 0% | 0% | 0% | 7.904e-279% | 1.614e-238% | 2.456e-205% | 9.243e-178% | 1.194e-154% | 3.924e-135% | 1.539e-118% | 2.412e-104% | 3.92e-92% | 1.413e-81%
[5 empty] | 1540881.2588 | 2000 | 2000 | 2000 | 73.4 | 0% | 0% | 0% | 0% | 0% | 0% | 0% | 0% | 0% | 0% | 0% | 0% | 0% | 0% | 0% | 8.412e-280% | 2.297e-239% | 4.449e-206% | 2.051e-178% | 3.146e-155% | 1.197e-135% | 5.328e-119% | 9.313e-105% | 1.664e-92% | 6.518e-82%
[5 empty] | 1547187.7227 | 2000 | 2000 | 2000 | 73.5 | 0% | 0% | 0% | 0% | 0% | 0% | 0% | 0% | 0% | 0% | 0% | 0% | 0% | 0% | 0% | 8.918e-281% | 3.258e-240% | 8.035e-207% | 4.538e-179% | 8.269e-156% | 3.645e-136% | 1.841e-119% | 3.589e-105% | 7.052e-93% | 3.002e-82%
[5 empty] | 1553511.3705 | 2000 | 2000 | 2000 | 73.6 | 0% | 0% | 0% | 0% | 0% | 0% | 0% | 0% | 0% | 0% | 0% | 0% | 0% | 0% | 0% | 9.418e-282% | 4.604e-241% | 1.447e-207% | 1.001e-179% | 2.168e-156% | 1.107e-136% | 6.344e-120% | 1.38e-105% | 2.983e-93% | 1.381e-82%
[5 empty] | 1559852.2254 | 2000 | 2000 | 2000 | 73.7 | 0% | 0% | 0% | 0% | 0% | 0% | 0% | 0% | 0% | 0% | 0% | 0% | 0% | 0% | 0% | 9.907e-283% | 6.484e-242% | 2.597e-208% | 2.204e-180% | 5.67e-157% | 3.355e-137% | 2.182e-120% | 5.298e-106% | 1.26e-93% | 6.339e-83%
[5 empty] | 1566210.3109 | 2000 | 2000 | 2000 | 73.8 | 0% | 0% | 0% | 0% | 0% | 0% | 0% | 0% | 0% | 0% | 0% | 0% | 0% | 0% | 0% | 1.038e-283% | 9.099e-243% | 4.647e-209% | 4.836e-181% | 1.479e-157% | 1.014e-137% | 7.492e-121% | 2.03e-106% | 5.312e-94% | 2.906e-83%
[5 empty] | 1572585.6504 | 2000 | 2000 | 2000 | 73.9 | 0% | 0% | 0% | 0% | 0% | 0% | 0% | 0% | 0% | 0% | 0% | 0% | 0% | 0% | 0% | 1.084e-284% | 1.273e-243% | 8.289e-210% | 1.058e-181% | 3.849e-158% | 3.06e-138% | 2.566e-121% | 7.762e-107% | 2.236e-94% | 1.33e-83%
[5 empty] | 1578978.2671 | 2000 | 2000 | 2000 | 74 | 0% | 0% | 0% | 0% | 0% | 0% | 0% | 0% | 0% | 0% | 0% | 0% | 0% | 0% | 0% | 1.127e-285% | 1.774e-244% | 1.474e-210% | 2.31e-182% | 9.989e-159% | 9.21e-139% | 8.773e-122% | 2.963e-107% | 9.392e-95% | 6.077e-84%
[5 empty] | 1585388.1846 | 2000 | 2000 | 2000 | 74.1 | 0% | 0% | 0% | 0% | 0% | 0% | 0% | 0% | 0% | 0% | 0% | 0% | 0% | 0% | 0% | 1.167e-286% | 2.464e-245% | 2.614e-211% | 5.027e-183% | 2.586e-159% | 2.766e-139% | 2.993e-122% | 1.129e-107% | 3.939e-95% | 2.772e-84%
[5 empty] | 1591815.4262 | 2000 | 2000 | 2000 | 74.2 | 0% | 0% | 0% | 0% | 0% | 0% | 0% | 0% | 0% | 0% | 0% | 0% | 0% | 0% | 0% | 1.204e-287% | 3.41e-246% | 4.62e-212% | 1.091e-183% | 6.68e-160% | 8.287e-140% | 1.019e-122% | 4.292e-108% | 1.649e-95% | 1.263e-84%
[5 empty] | 1598260.0153 | 2000 | 2000 | 2000 | 74.3 | 0% | 0% | 0% | 0% | 0% | 0% | 0% | 0% | 0% | 0% | 0% | 0% | 0% | 0% | 0% | 1.237e-288% | 4.703e-247% | 8.14e-213% | 2.361e-184% | 1.721e-160% | 2.478e-140% | 3.462e-123% | 1.629e-108% | 6.893e-96% | 5.742e-85%
[5 empty] | 1604721.9752 | 2000 | 2000 | 2000 | 74.4 | 0% | 0% | 0% | 0% | 0% | 0% | 0% | 0% | 0% | 0% | 0% | 0% | 0% | 0% | 0% | 1.266e-289% | 6.465e-248% | 1.43e-213% | 5.097e-185% | 4.422e-161% | 7.39e-141% | 1.174e-123% | 6.171e-109% | 2.876e-96% | 2.607e-85%
[5 empty] | 1611201.3293 | 2000 | 2000 | 2000 | 74.5 | 0% | 0% | 0% | 0% | 0% | 0% | 0% | 0% | 0% | 0% | 0% | 0% | 0% | 0% | 0% | 1.291e-290% | 8.856e-249% | 2.504e-214% | 1.097e-185% | 1.134e-161% | 2.199e-141% | 3.972e-124% | 2.333e-109% | 1.198e-96% | 1.182e-85%
[5 empty] | 1617698.1011 | 2000 | 2000 | 2000 | 74.6 | 0% | 0% | 0% | 0% | 0% | 0% | 0% | 0% | 0% | 0% | 0% | 0% | 0% | 0% | 0% | 1.311e-291% | 1.209e-249% | 4.372e-215% | 2.355e-186% | 2.899e-162% | 6.53e-142% | 1.341e-124% | 8.805e-110% | 4.98e-97% | 5.349e-86%
[5 empty] | 1624212.3138 | 2000 | 2000 | 2000 | 74.7 | 0% | 0% | 0% | 0% | 0% | 0% | 0% | 0% | 0% | 0% | 0% | 0% | 0% | 0% | 0% | 1.326e-292% | 1.645e-250% | 7.608e-216% | 5.04e-187% | 7.394e-163% | 1.934e-142% | 4.519e-125% | 3.317e-110% | 2.067e-97% | 2.417e-86%
[5 empty] | 1630743.9909 | 2000 | 2000 | 2000 | 74.8 | 0% | 0% | 0% | 0% | 0% | 0% | 0% | 0% | 0% | 0% | 0% | 0% | 0% | 0% | 0% | 1.336e-293% | 2.23e-251% | 1.32e-216% | 1.076e-187% | 1.881e-163% | 5.718e-143% | 1.519e-125% | 1.247e-110% | 8.565e-98% | 1.09e-86%
[5 empty] | 1637293.1558 | 2000 | 2000 | 2000 | 74.9 | 0% | 0% | 0% | 0% | 0% | 0% | 0% | 0% | 0% | 0% | 0% | 0% | 0% | 0% | 0% | 1.341e-294% | 3.012e-252% | 2.283e-217% | 2.29e-188% | 4.774e-164% | 1.686e-143% | 5.099e-126% | 4.679e-111% | 3.542e-98% | 4.911e-87%
[5 empty] | 1643859.8317 | 2000 | 2000 | 2000 | 75 | 0% | 0% | 0% | 0% | 0% | 0% | 0% | 0% | 0% | 0% | 0% | 0% | 0% | 0% | 0% | 1.341e-295% | 4.056e-253% | 3.937e-218% | 4.861e-189% | 1.209e-164% | 4.962e-144% | 1.707e-126% | 1.753e-111% | 1.463e-98% | 2.208e-87%
[5 empty] | 1650444.0422 | 2000 | 2000 | 2000 | 75.1 | 0% | 0% | 0% | 0% | 0% | 0% | 0% | 0% | 0% | 0% | 0% | 0% | 0% | 0% | 0% | 1.336e-296% | 5.442e-254% | 6.769e-219% | 1.029e-189% | 3.052e-165% | 1.457e-144% | 5.706e-127% | 6.552e-112% | 6.029e-99% | 9.915e-88%
[5 empty] | 1657045.8106 | 2000 | 2000 | 2000 | 75.2 | 0% | 0% | 0% | 0% | 0% | 0% | 0% | 0% | 0% | 0% | 0% | 0% | 0% | 0% | 0% | 1.325e-297% | 7.276e-255% | 1.16e-219% | 2.173e-190% | 7.688e-166% | 4.266e-145% | 1.903e-127% | 2.445e-112% | 2.481e-99% | 4.444e-88%
[5 empty] | 1663665.1602 | 2000 | 2000 | 2000 | 75.3 | 0% | 0% | 0% | 0% | 0% | 0% | 0% | 0% | 0% | 0% | 0% | 0% | 0% | 0% | 0% | 1.309e-298% | 9.694e-256% | 1.982e-220% | 4.574e-191% | 1.932e-166% | 1.247e-145% | 6.333e-128% | 9.105e-113% | 1.019e-99% | 1.989e-88%
[5 empty] | 1670302.1144 | 2000 | 2000 | 2000 | 75.4 | 0% | 0% | 0% | 0% | 0% | 0% | 0% | 0% | 0% | 0% | 0% | 0% | 0% | 0% | 0% | 1.289e-299% | 1.287e-256% | 3.376e-221% | 9.602e-192% | 4.841e-167% | 3.636e-146% | 2.103e-128% | 3.385e-113% | 4.178e-100% | 8.887e-89%
[5 empty] | 1676956.6967 | 2000 | 2000 | 2000 | 75.5 | 0% | 0% | 0% | 0% | 0% | 0% | 0% | 0% | 0% | 0% | 0% | 0% | 0% | 0% | 0% | 1.264e-300% | 1.703e-257% | 5.732e-222% | 2.01e-192% | 1.21e-167% | 1.058e-146% | 6.97e-129% | 1.256e-113% | 1.71e-100% | 3.965e-89%
[5 empty] | 1683628.9304 | 2000 | 2000 | 2000 | 75.6 | 0% | 0% | 0% | 0% | 0% | 0% | 0% | 0% | 0% | 0% | 0% | 0% | 0% | 0% | 0% | 1.234e-301% | 2.246e-258% | 9.702e-223% | 4.197e-193% | 3.019e-168% | 3.07e-147% | 2.305e-129% | 4.65e-114% | 6.989e-101% | 1.766e-89%
[5 empty] | 1690318.8389 | 2000 | 2000 | 2000 | 75.7 | 0% | 0% | 0% | 0% | 0% | 0% | 0% | 0% | 0% | 0% | 0% | 0% | 0% | 0% | 0% | 1.201e-302% | 2.952e-259% | 1.637e-223% | 8.738e-194% | 7.509e-169% | 8.891e-148% | 7.609e-130% | 1.719e-114% | 2.851e-101% | 7.852e-90%
[5 empty] | 1697026.4455 | 2000 | 2000 | 2000 | 75.8 | 0% | 0% | 0% | 0% | 0% | 0% | 0% | 0% | 0% | 0% | 0% | 0% | 0% | 0% | 0% | 1.164e-303% | 3.866e-260% | 2.754e-224% | 1.814e-194% | 1.863e-169% | 2.569e-148% | 2.506e-130% | 6.341e-115% | 1.161e-101% | 3.486e-90%
[5 empty] | 1703751.7737 | 2000 | 2000 | 2000 | 75.9 | 0% | 0% | 0% | 0% | 0% | 0% | 0% | 0% | 0% | 0% | 0% | 0% | 0% | 0% | 0% | 1.123e-304% | 5.045e-261% | 4.619e-225% | 3.756e-195% | 4.612e-170% | 7.407e-149% | 8.239e-131% | 2.335e-115% | 4.719e-102% | 1.545e-90%
[5 empty] | 1710494.8468 | 2000 | 2000 | 2000 | 76 | 0% | 0% | 0% | 0% | 0% | 0% | 0% | 0% | 0% | 0% | 0% | 0% | 0% | 0% | 0% | 1.08e-305% | 6.561e-262% | 7.724e-226% | 7.756e-196% | 1.139e-170% | 2.131e-149% | 2.702e-131% | 8.582e-116% | 1.915e-102% | 6.839e-91%
[5 empty] | 1717255.6882 | 2000 | 2000 | 2000 | 76.1 | 0% | 0% | 0% | 0% | 0% | 0% | 0% | 0% | 0% | 0% | 0% | 0% | 0% | 0% | 0% | 0% | 8.504e-263% | 1.287e-226% | 1.597e-196% | 2.805e-171% | 6.114e-150% | 8.846e-132% | 3.148e-116% | 7.757e-103% | 3.022e-91%
[5 empty] | 1724034.3212 | 2000 | 2000 | 2000 | 76.2 | 0% | 0% | 0% | 0% | 0% | 0% | 0% | 0% | 0% | 0% | 0% | 0% | 0% | 0% | 0% | 0% | 1.098e-263% | 2.139e-227% | 3.279e-197% | 6.89e-172% | 1.751e-150% | 2.89e-132% | 1.153e-116% | 3.137e-103% | 1.333e-91%
[5 empty] | 1730830.7694 | 2000 | 2000 | 2000 | 76.3 | 0% | 0% | 0% | 0% | 0% | 0% | 0% | 0% | 0% | 0% | 0% | 0% | 0% | 0% | 0% | 0% | 1.414e-264% | 3.544e-228% | 6.715e-198% | 1.689e-172% | 5.002e-151% | 9.421e-133% | 4.213e-117% | 1.266e-103% | 5.871e-92%
[5 empty] | 1737645.0559 | 2000 | 2000 | 2000 | 76.4 | 0% | 0% | 0% | 0% | 0% | 0% | 0% | 0% | 0% | 0% | 0% | 0% | 0% | 0% | 0% | 0% | 1.813e-265% | 5.852e-229% | 1.371e-198% | 4.128e-173% | 1.426e-151% | 3.065e-133% | 1.537e-117% | 5.103e-104% | 2.582e-92%
[5 empty] | 1744477.2043 | 2000 | 2000 | 2000 | 76.5 | 0% | 0% | 0% | 0% | 0% | 0% | 0% | 0% | 0% | 0% | 0% | 0% | 0% | 0% | 0% | 0% | 2.318e-266% | 9.635e-230% | 2.792e-199% | 1.006e-173% | 4.055e-152% | 9.95e-134% | 5.594e-118% | 2.053e-104% | 1.133e-92%
[5 empty] | 1751327.2379 | 2000 | 2000 | 2000 | 76.6 | 0% | 0% | 0% | 0% | 0% | 0% | 0% | 0% | 0% | 0% | 0% | 0% | 0% | 0% | 0% | 0% | 2.953e-267% | 1.581e-230% | 5.67e-200% | 2.448e-174% | 1.151e-152% | 3.224e-134% | 2.033e-118% | 8.244e-105% | 4.968e-93%
[5 empty] | 1758195.18 | 2000 | 2000 | 2000 | 76.7 | 0% | 0% | 0% | 0% | 0% | 0% | 0% | 0% | 0% | 0% | 0% | 0% | 0% | 0% | 0% | 0% | 3.748e-268% | 2.588e-231% | 1.148e-200% | 5.94e-175% | 3.258e-153% | 1.042e-134% | 7.373e-119% | 3.305e-105% | 2.174e-93%
[5 empty] | 1765081.0541 | 2000 | 2000 | 2000 | 76.8 | 0% | 0% | 0% | 0% | 0% | 0% | 0% | 0% | 0% | 0% | 0% | 0% | 0% | 0% | 0% | 0% | 4.742e-269% | 4.221e-232% | 2.319e-201% | 1.437e-175% | 9.202e-154% | 3.363e-135% | 2.669e-119% | 1.323e-105% | 9.499e-94%
[5 empty] | 1771984.8835 | 2000 | 2000 | 2000 | 76.9 | 0% | 0% | 0% | 0% | 0% | 0% | 0% | 0% | 0% | 0% | 0% | 0% | 0% | 0% | 0% | 0% | 5.978e-270% | 6.864e-233% | 4.671e-202% | 3.47e-176% | 2.593e-154% | 1.083e-135% | 9.645e-120% | 5.284e-106% | 4.144e-94%
[5 empty] | 1778906.6917 | 2000 | 2000 | 2000 | 77 | 0% | 0% | 0% | 0% | 0% | 0% | 0% | 0% | 0% | 0% | 0% | 0% | 0% | 0% | 0% | 0% | 7.51e-271% | 1.113e-233% | 9.38e-203% | 8.357e-177% | 7.292e-155% | 3.479e-136% | 3.478e-120% | 2.107e-106% | 1.805e-94%
[5 empty] | 1785846.5019 | 2000 | 2000 | 2000 | 77.1 | 0% | 0% | 0% | 0% | 0% | 0% | 0% | 0% | 0% | 0% | 0% | 0% | 0% | 0% | 0% | 0% | 9.402e-272% | 1.798e-234% | 1.879e-203% | 2.007e-177% | 2.046e-155% | 1.116e-136% | 1.252e-120% | 8.389e-107% | 7.847e-95%
[5 empty] | 1792804.3376 | 2000 | 2000 | 2000 | 77.2 | 0% | 0% | 0% | 0% | 0% | 0% | 0% | 0% | 0% | 0% | 0% | 0% | 0% | 0% | 0% | 0% | 1.173e-272% | 2.898e-235% | 3.752e-204% | 4.81e-178% | 5.727e-156% | 3.57e-137% | 4.499e-121% | 3.334e-107% | 3.407e-95%
[5 empty] | 1799780.2222 | 2000 | 2000 | 2000 | 77.3 | 0% | 0% | 0% | 0% | 0% | 0% | 0% | 0% | 0% | 0% | 0% | 0% | 0% | 0% | 0% | 0% | 1.459e-273% | 4.654e-236% | 7.473e-205% | 1.15e-178% | 1.6e-156% | 1.14e-137% | 1.613e-121% | 1.323e-107% | 1.477e-95%
[5 empty] | 1806774.179 | 2000 | 2000 | 2000 | 77.4 | 0% | 0% | 0% | 0% | 0% | 0% | 0% | 0% | 0% | 0% | 0% | 0% | 0% | 0% | 0% | 0% | 1.807e-274% | 7.452e-237% | 1.484e-205% | 2.741e-179% | 4.457e-157% | 3.633e-138% | 5.775e-122% | 5.239e-108% | 6.39e-96%
[5 empty] | 1813786.2314 | 2000 | 2000 | 2000 | 77.5 | 0% | 0% | 0% | 0% | 0% | 0% | 0% | 0% | 0% | 0% | 0% | 0% | 0% | 0% | 0% | 0% | 2.231e-275% | 1.19e-237% | 2.94e-206% | 6.518e-180% | 1.239e-157% | 1.155e-138% | 2.063e-122% | 2.071e-108% | 2.761e-96%
[5 empty] | 1820816.4027 | 2000 | 2000 | 2000 | 77.6 | 0% | 0% | 0% | 0% | 0% | 0% | 0% | 0% | 0% | 0% | 0% | 0% | 0% | 0% | 0% | 0% | 2.746e-276% | 1.893e-238% | 5.808e-207% | 1.546e-180% | 3.437e-158% | 3.666e-139% | 7.356e-123% | 8.175e-109% | 1.191e-96%
[5 empty] | 1827864.7165 | 2000 | 2000 | 2000 | 77.7 | 0% | 0% | 0% | 0% | 0% | 0% | 0% | 0% | 0% | 0% | 0% | 0% | 0% | 0% | 0% | 0% | 3.367e-277% | 3.004e-239% | 1.144e-207% | 3.659e-181% | 9.514e-159% | 1.161e-139% | 2.618e-123% | 3.221e-109% | 5.129e-97%
[5 empty] | 1834931.196 | 2000 | 2000 | 2000 | 77.8 | 0% | 0% | 0% | 0% | 0% | 0% | 0% | 0% | 0% | 0% | 0% | 0% | 0% | 0% | 0% | 0% | 4.115e-278% | 4.751e-240% | 2.247e-208% | 8.636e-182% | 2.627e-159% | 3.67e-140% | 9.301e-124% | 1.267e-109% | 2.205e-97%
[5 empty] | 1842015.8646 | 2000 | 2000 | 2000 | 77.9 | 0% | 0% | 0% | 0% | 0% | 0% | 0% | 0% | 0% | 0% | 0% | 0% | 0% | 0% | 0% | 0% | 5.011e-279% | 7.49e-241% | 4.402e-209% | 2.033e-182% | 7.238e-160% | 1.157e-140% | 3.298e-124% | 4.974e-110% | 9.468e-98%
[5 empty] | 1849118.7458 | 2000 | 2000 | 2000 | 78 | 0% | 0% | 0% | 0% | 0% | 0% | 0% | 0% | 0% | 0% | 0% | 0% | 0% | 0% | 0% | 0% | 6.081e-280% | 1.177e-241% | 8.599e-210% | 4.776e-183% | 1.99e-160% | 3.643e-141% | 1.167e-124% | 1.949e-110% | 4.058e-98%
[5 empty] | 1856239.8628 | 2000 | 2000 | 2000 | 78.1 | 0% | 0% | 0% | 0% | 0% | 0% | 0% | 0% | 0% | 0% | 0% | 0% | 0% | 0% | 0% | 0% | 7.355e-281% | 1.845e-242% | 1.675e-210% | 1.119e-183% | 5.457e-161% | 1.144e-141% | 4.122e-125% | 7.627e-111% | 1.737e-98%
[5 empty] | 1863379.239 | 2000 | 2000 | 2000 | 78.2 | 0% | 0% | 0% | 0% | 0% | 0% | 0% | 0% | 0% | 0% | 0% | 0% | 0% | 0% | 0% | 0% | 8.864e-282% | 2.882e-243% | 3.255e-211% | 2.615e-184% | 1.493e-161% | 3.586e-142% | 1.453e-125% | 2.979e-111% | 7.419e-99%
[5 empty] | 1870536.898 | 2000 | 2000 | 2000 | 78.3 | 0% | 0% | 0% | 0% | 0% | 0% | 0% | 0% | 0% | 0% | 0% | 0% | 0% | 0% | 0% | 0% | 1.065e-282% | 4.489e-244% | 6.305e-212% | 6.095e-185% | 4.077e-162% | 1.122e-142% | 5.114e-126% | 1.162e-111% | 3.165e-99%
[5 empty] | 1877712.8629 | 2000 | 2000 | 2000 | 78.4 | 0% | 0% | 0% | 0% | 0% | 0% | 0% | 0% | 0% | 0% | 0% | 0% | 0% | 0% | 0% | 0% | 1.274e-283% | 6.97e-245% | 1.218e-212% | 1.417e-185% | 1.111e-162% | 3.502e-143% | 1.796e-126% | 4.521e-112% | 1.348e-99%
[5 empty] | 1884907.1573 | 2000 | 2000 | 2000 | 78.5 | 0% | 0% | 0% | 0% | 0% | 0% | 0% | 0% | 0% | 0% | 0% | 0% | 0% | 0% | 0% | 0% | 1.52e-284% | 1.079e-245% | 2.347e-213% | 3.287e-186% | 3.019e-163% | 1.091e-143% | 6.297e-127% | 1.757e-112% | 5.731e-100%
[5 empty] | 1892119.8044 | 2000 | 2000 | 2000 | 78.6 | 0% | 0% | 0% | 0% | 0% | 0% | 0% | 0% | 0% | 0% | 0% | 0% | 0% | 0% | 0% | 0% | 1.807e-285% | 1.665e-246% | 4.509e-214% | 7.606e-187% | 8.186e-164% | 3.391e-144% | 2.203e-127% | 6.814e-113% | 2.433e-100%
[5 empty] | 1899350.8277 | 2000 | 2000 | 2000 | 78.7 | 0% | 0% | 0% | 0% | 0% | 0% | 0% | 0% | 0% | 0% | 0% | 0% | 0% | 0% | 0% | 0% | 2.14e-286% | 2.561e-247% | 8.639e-215% | 1.755e-187% | 2.215e-164% | 1.052e-144% | 7.695e-128% | 2.639e-113% | 1.031e-100%
[5 empty] | 1906600.2505 | 2000 | 2000 | 2000 | 78.8 | 0% | 0% | 0% | 0% | 0% | 0% | 0% | 0% | 0% | 0% | 0% | 0% | 0% | 0% | 0% | 0% | 2.526e-287% | 3.927e-248% | 1.651e-215% | 4.041e-188% | 5.979e-165% | 3.257e-145% | 2.682e-128% | 1.02e-113% | 4.363e-101%
[5 empty] | 1913868.0963 | 2000 | 2000 | 2000 | 78.9 | 0% | 0% | 0% | 0% | 0% | 0% | 0% | 0% | 0% | 0% | 0% | 0% | 0% | 0% | 0% | 0% | 2.972e-288% | 6.003e-249% | 3.145e-216% | 9.28e-189% | 1.61e-165% | 1.006e-145% | 9.333e-129% | 3.936e-114% | 1.843e-101%
[5 empty] | 1921154.3883 | 2000 | 2000 | 2000 | 79 | 0% | 0% | 0% | 0% | 0% | 0% | 0% | 0% | 0% | 0% | 0% | 0% | 0% | 0% | 0% | 0% | 3.484e-289% | 9.15e-250% | 5.976e-217% | 2.126e-189% | 4.327e-166% | 3.102e-146% | 3.241e-129% | 1.516e-114% | 7.776e-102%
[5 empty] | 1928459.15 | 2000 | 2000 | 2000 | 79.1 | 0% | 0% | 0% | 0% | 0% | 0% | 0% | 0% | 0% | 0% | 0% | 0% | 0% | 0% | 0% | 0% | 4.07e-290% | 1.39e-250% | 1.132e-217% | 4.857e-190% | 1.16e-166% | 9.545e-147% | 1.123e-129% | 5.829e-115% | 3.275e-102%
[5 empty] | 1935782.4048 | 2000 | 2000 | 2000 | 79.2 | 0% | 0% | 0% | 0% | 0% | 0% | 0% | 0% | 0% | 0% | 0% | 0% | 0% | 0% | 0% | 0% | 4.739e-291% | 2.106e-251% | 2.14e-218% | 1.107e-190% | 3.104e-167% | 2.931e-147% | 3.886e-130% | 2.238e-115% | 1.377e-102%
[5 empty] | 1943124.1761 | 2000 | 2000 | 2000 | 79.3 | 0% | 0% | 0% | 0% | 0% | 0% | 0% | 0% | 0% | 0% | 0% | 0% | 0% | 0% | 0% | 0% | 5.498e-292% | 3.18e-252% | 4.032e-219% | 2.517e-191% | 8.284e-168% | 8.979e-148% | 1.342e-130% | 8.575e-116% | 5.78e-103%
[5 empty] | 1950484.4871 | 2000 | 2000 | 2000 | 79.4 | 0% | 0% | 0% | 0% | 0% | 0% | 0% | 0% | 0% | 0% | 0% | 0% | 0% | 0% | 0% | 0% | 6.357e-293% | 4.787e-253% | 7.578e-220% | 5.708e-192% | 2.206e-168% | 2.746e-148% | 4.625e-131% | 3.28e-116% | 2.423e-103%
[5 empty] | 1957863.3613 | 2000 | 2000 | 2000 | 79.5 | 0% | 0% | 0% | 0% | 0% | 0% | 0% | 0% | 0% | 0% | 0% | 0% | 0% | 0% | 0% | 0% | 7.325e-294% | 7.184e-254% | 1.42e-220% | 1.291e-192% | 5.861e-169% | 8.378e-149% | 1.591e-131% | 1.253e-116% | 1.014e-103%
[5 empty] | 1965260.8221 | 2000 | 2000 | 2000 | 79.6 | 0% | 0% | 0% | 0% | 0% | 0% | 0% | 0% | 0% | 0% | 0% | 0% | 0% | 0% | 0% | 0% | 8.41e-295% | 1.075e-254% | 2.654e-221% | 2.914e-193% | 1.554e-169% | 2.551e-149% | 5.463e-132% | 4.775e-117% | 4.235e-104%
[5 empty] | 1972676.8929 | 2000 | 2000 | 2000 | 79.7 | 0% | 0% | 0% | 0% | 0% | 0% | 0% | 0% | 0% | 0% | 0% | 0% | 0% | 0% | 0% | 0% | 9.624e-296% | 1.603e-255% | 4.946e-222% | 6.558e-194% | 4.11e-170% | 7.753e-150% | 1.872e-132% | 1.817e-117% | 1.767e-104%
[5 empty] | 1980111.597 | 2000 | 2000 | 2000 | 79.8 | 0% | 0% | 0% | 0% | 0% | 0% | 0% | 0% | 0% | 0% | 0% | 0% | 0% | 0% | 0% | 0% | 1.097e-296% | 2.384e-256% | 9.191e-223% | 1.473e-194% | 1.085e-170% | 2.351e-150% | 6.404e-133% | 6.903e-118% | 7.357e-105%
[5 empty] | 1987564.9578 | 2000 | 2000 | 2000 | 79.9 | 0% | 0% | 0% | 0% | 0% | 0% | 0% | 0% | 0% | 0% | 0% | 0% | 0% | 0% | 0% | 0% | 1.247e-297% | 3.534e-257% | 1.703e-223% | 3.298e-195% | 2.856e-171% | 7.115e-151% | 2.186e-133% | 2.618e-118% | 3.059e-105%
[5 empty] | 1995036.9987 | 2000 | 2000 | 2000 | 80 | 0% | 0% | 0% | 0% | 0% | 0% | 0% | 0% | 0% | 0% | 0% | 0% | 0% | 0% | 0% | 0% | 1.412e-298% | 5.222e-258% | 3.148e-224% | 7.368e-196% | 7.502e-172% | 2.149e-151% | 7.451e-134% | 9.91e-119% | 1.27e-105%
[5 empty] | 2002527.7431 | 2000 | 2000 | 2000 | 80.1 | 0% | 0% | 0% | 0% | 0% | 0% | 0% | 0% | 0% | 0% | 0% | 0% | 0% | 0% | 0% | 0% | 1.594e-299% | 7.694e-259% | 5.803e-225% | 1.642e-196% | 1.966e-172% | 6.476e-152% | 2.534e-134% | 3.745e-119% | 5.262e-106%
[5 empty] | 2010037.2143 | 2000 | 2000 | 2000 | 80.2 | 0% | 0% | 0% | 0% | 0% | 0% | 0% | 0% | 0% | 0% | 0% | 0% | 0% | 0% | 0% | 0% | 1.792e-300% | 1.13e-259% | 1.067e-225% | 3.65e-197% | 5.142e-173% | 1.948e-152% | 8.603e-135% | 1.413e-119% | 2.177e-106%
[5 empty] | 2017565.4358 | 2000 | 2000 | 2000 | 80.3 | 0% | 0% | 0% | 0% | 0% | 0% | 0% | 0% | 0% | 0% | 0% | 0% | 0% | 0% | 0% | 0% | 2.009e-301% | 1.654e-260% | 1.955e-226% | 8.094e-198% | 1.342e-173% | 5.846e-153% | 2.915e-135% | 5.321e-120% | 8.996e-107%
[5 empty] | 2025112.4309 | 2000 | 2000 | 2000 | 80.4 | 0% | 0% | 0% | 0% | 0% | 0% | 0% | 0% | 0% | 0% | 0% | 0% | 0% | 0% | 0% | 0% | 2.244e-302% | 2.415e-261% | 3.573e-227% | 1.79e-198% | 3.493e-174% | 1.751e-153% | 9.858e-136% | 2e-120% | 3.71e-107%
[5 empty] | 2032678.2229 | 2000 | 2000 | 2000 | 80.5 | 0% | 0% | 0% | 0% | 0% | 0% | 0% | 0% | 0% | 0% | 0% | 0% | 0% | 0% | 0% | 0% | 2.497e-303% | 3.514e-262% | 6.513e-228% | 3.95e-199% | 9.072e-175% | 5.233e-154% | 3.328e-136% | 7.508e-121% | 1.528e-107%
[5 empty] | 2040262.8354 | 2000 | 2000 | 2000 | 80.6 | 0% | 0% | 0% | 0% | 0% | 0% | 0% | 0% | 0% | 0% | 0% | 0% | 0% | 0% | 0% | 0% | 2.77e-304% | 5.098e-263% | 1.184e-228% | 8.693e-200% | 2.351e-175% | 1.561e-154% | 1.121e-136% | 2.813e-121% | 6.282e-108%
[5 empty] | 2047866.2915 | 2000 | 2000 | 2000 | 80.7 | 0% | 0% | 0% | 0% | 0% | 0% | 0% | 0% | 0% | 0% | 0% | 0% | 0% | 0% | 0% | 0% | 3.062e-305% | 7.373e-264% | 2.146e-229% | 1.908e-200% | 6.079e-176% | 4.647e-155% | 3.77e-137% | 1.052e-121% | 2.579e-108%
[5 empty] | 2055488.6148 | 2000 | 2000 | 2000 | 80.8 | 0% | 0% | 0% | 0% | 0% | 0% | 0% | 0% | 0% | 0% | 0% | 0% | 0% | 0% | 0% | 0% | 3.373e-306% | 1.063e-264% | 3.88e-230% | 4.179e-201% | 1.568e-176% | 1.38e-155% | 1.266e-137% | 3.928e-122% | 1.057e-108%
[5 empty] | 2063129.8286 | 2000 | 2000 | 2000 | 80.9 | 0% | 0% | 0% | 0% | 0% | 0% | 0% | 0% | 0% | 0% | 0% | 0% | 0% | 0% | 0% | 0% | 0% | 1.528e-265% | 6.994e-231% | 9.129e-202% | 4.037e-177% | 4.092e-156% | 4.24e-138% | 1.464e-122% | 4.325e-109%
[5 empty] | 2070789.9563 | 2000 | 2000 | 2000 | 81 | 0% | 0% | 0% | 0% | 0% | 0% | 0% | 0% | 0% | 0% | 0% | 0% | 0% | 0% | 0% | 0% | 0% | 2.189e-266% | 1.257e-231% | 1.989e-202% | 1.037e-177% | 1.21e-156% | 1.418e-138% | 5.446e-123% | 1.767e-109%
[5 empty] | 2078469.0213 | 2000 | 2000 | 2000 | 81.1 | 0% | 0% | 0% | 0% | 0% | 0% | 0% | 0% | 0% | 0% | 0% | 0% | 0% | 0% | 0% | 0% | 0% | 3.127e-267% | 2.254e-232% | 4.323e-203% | 2.656e-178% | 3.574e-157% | 4.732e-139% | 2.023e-123% | 7.206e-110%
[5 empty] | 2086167.0469 | 2000 | 2000 | 2000 | 81.2 | 0% | 0% | 0% | 0% | 0% | 0% | 0% | 0% | 0% | 0% | 0% | 0% | 0% | 0% | 0% | 0% | 0% | 4.453e-268% | 4.03e-233% | 9.373e-204% | 6.791e-179% | 1.053e-157% | 1.576e-139% | 7.5e-124% | 2.934e-110%
[5 empty] | 2093884.0565 | 2000 | 2000 | 2000 | 81.3 | 0% | 0% | 0% | 0% | 0% | 0% | 0% | 0% | 0% | 0% | 0% | 0% | 0% | 0% | 0% | 0% | 0% | 6.322e-269% | 7.184e-234% | 2.027e-204% | 1.732e-179% | 3.095e-158% | 5.241e-140% | 2.776e-124% | 1.193e-110%
[5 empty] | 2101620.0736 | 2000 | 2000 | 2000 | 81.4 | 0% | 0% | 0% | 0% | 0% | 0% | 0% | 0% | 0% | 0% | 0% | 0% | 0% | 0% | 0% | 0% | 0% | 8.947e-270% | 1.277e-234% | 4.373e-205% | 4.408e-180% | 9.081e-159% | 1.739e-140% | 1.026e-124% | 4.843e-111%
[5 empty] | 2109375.1214 | 2000 | 2000 | 2000 | 81.5 | 0% | 0% | 0% | 0% | 0% | 0% | 0% | 0% | 0% | 0% | 0% | 0% | 0% | 0% | 0% | 0% | 0% | 1.262e-270% | 2.265e-235% | 9.41e-206% | 1.119e-180% | 2.659e-159% | 5.761e-141% | 3.783e-125% | 1.963e-111%
[5 empty] | 2117149.2234 | 2000 | 2000 | 2000 | 81.6 | 0% | 0% | 0% | 0% | 0% | 0% | 0% | 0% | 0% | 0% | 0% | 0% | 0% | 0% | 0% | 0% | 0% | 1.776e-271% | 4.004e-236% | 2.02e-206% | 2.836e-181% | 7.769e-160% | 1.905e-141% | 1.393e-125% | 7.941e-112%
[5 empty] | 2124942.4029 | 2000 | 2000 | 2000 | 81.7 | 0% | 0% | 0% | 0% | 0% | 0% | 0% | 0% | 0% | 0% | 0% | 0% | 0% | 0% | 0% | 0% | 0% | 2.49e-272% | 7.06e-237% | 4.325e-207% | 7.168e-182% | 2.265e-160% | 6.285e-142% | 5.119e-126% | 3.208e-112%
[5 empty] | 2132754.6833 | 2000 | 2000 | 2000 | 81.8 | 0% | 0% | 0% | 0% | 0% | 0% | 0% | 0% | 0% | 0% | 0% | 0% | 0% | 0% | 0% | 0% | 0% | 3.481e-273% | 1.241e-237% | 9.237e-208% | 1.808e-182% | 6.591e-161% | 2.07e-142% | 1.878e-126% | 1.294e-112%
[5 empty] | 2140586.088 | 2000 | 2000 | 2000 | 81.9 | 0% | 0% | 0% | 0% | 0% | 0% | 0% | 0% | 0% | 0% | 0% | 0% | 0% | 0% | 0% | 0% | 0% | 4.851e-274% | 2.177e-238% | 1.968e-208% | 4.548e-183% | 1.914e-161% | 6.806e-143% | 6.88e-127% | 5.21e-113%
[5 empty] | 2148436.6405 | 2000 | 2000 | 2000 | 82 | 0% | 0% | 0% | 0% | 0% | 0% | 0% | 0% | 0% | 0% | 0% | 0% | 0% | 0% | 0% | 0% | 0% | 6.74e-275% | 3.806e-239% | 4.182e-209% | 1.142e-183% | 5.546e-162% | 2.233e-143% | 2.516e-127% | 2.095e-113%
[5 empty] | 2156306.3639 | 2000 | 2000 | 2000 | 82.1 | 0% | 0% | 0% | 0% | 0% | 0% | 0% | 0% | 0% | 0% | 0% | 0% | 0% | 0% | 0% | 0% | 0% | 9.335e-276% | 6.637e-240% | 8.865e-210% | 2.86e-184% | 1.604e-162% | 7.313e-144% | 9.183e-128% | 8.409e-114%
[5 empty] | 2164195.2819 | 2000 | 2000 | 2000 | 82.2 | 0% | 0% | 0% | 0% | 0% | 0% | 0% | 0% | 0% | 0% | 0% | 0% | 0% | 0% | 0% | 0% | 0% | 1.289e-276% | 1.154e-240% | 1.875e-210% | 7.148e-185% | 4.629e-163% | 2.391e-144% | 3.346e-128% | 3.37e-114%
[5 empty] | 2172103.4176 | 2000 | 2000 | 2000 | 82.3 | 0% | 0% | 0% | 0% | 0% | 0% | 0% | 0% | 0% | 0% | 0% | 0% | 0% | 0% | 0% | 0% | 0% | 1.774e-277% | 2.001e-241% | 3.954e-211% | 1.782e-185% | 1.333e-163% | 7.8e-145% | 1.217e-128% | 1.348e-114%
[5 empty] | 2180030.7945 | 2000 | 2000 | 2000 | 82.4 | 0% | 0% | 0% | 0% | 0% | 0% | 0% | 0% | 0% | 0% | 0% | 0% | 0% | 0% | 0% | 0% | 0% | 2.435e-278% | 3.461e-242% | 8.319e-212% | 4.435e-186% | 3.831e-164% | 2.54e-145% | 4.42e-129% | 5.386e-115%
[5 empty] | 2187977.436 | 2000 | 2000 | 2000 | 82.5 | 0% | 0% | 0% | 0% | 0% | 0% | 0% | 0% | 0% | 0% | 0% | 0% | 0% | 0% | 0% | 0% | 0% | 3.331e-279% | 5.969e-243% | 1.746e-212% | 1.101e-186% | 1.099e-164% | 8.256e-146% | 1.602e-129% | 2.148e-115%
[5 empty] | 2195943.3655 | 2000 | 2000 | 2000 | 82.6 | 0% | 0% | 0% | 0% | 0% | 0% | 0% | 0% | 0% | 0% | 0% | 0% | 0% | 0% | 0% | 0% | 0% | 4.543e-280% | 1.027e-243% | 3.655e-213% | 2.726e-187% | 3.145e-165% | 2.678e-146% | 5.798e-130% | 8.554e-116%
[5 empty] | 2203928.6063 | 2000 | 2000 | 2000 | 82.7 | 0% | 0% | 0% | 0% | 0% | 0% | 0% | 0% | 0% | 0% | 0% | 0% | 0% | 0% | 0% | 0% | 0% | 6.176e-281% | 1.761e-244% | 7.633e-214% | 6.736e-188% | 8.982e-166% | 8.673e-147% | 2.094e-130% | 3.401e-116%
[5 empty] | 2211933.1818 | 2000 | 2000 | 2000 | 82.8 | 0% | 0% | 0% | 0% | 0% | 0% | 0% | 0% | 0% | 0% | 0% | 0% | 0% | 0% | 0% | 0% | 0% | 8.372e-282% | 3.011e-245% | 1.59e-214% | 1.661e-188% | 2.56e-166% | 2.803e-147% | 7.552e-131% | 1.35e-116%
[5 empty] | 2219957.1154 | 2000 | 2000 | 2000 | 82.9 | 0% | 0% | 0% | 0% | 0% | 0% | 0% | 0% | 0% | 0% | 0% | 0% | 0% | 0% | 0% | 0% | 0% | 1.131e-282% | 5.135e-246% | 3.304e-215% | 4.085e-189% | 7.282e-167% | 9.043e-148% | 2.719e-131% | 5.35e-117%
[5 empty] | 2228000.4305 | 2000 | 2000 | 2000 | 83 | 0% | 0% | 0% | 0% | 0% | 0% | 0% | 0% | 0% | 0% | 0% | 0% | 0% | 0% | 0% | 0% | 0% | 1.524e-283% | 8.735e-247% | 6.847e-216% | 1.003e-189% | 2.067e-167% | 2.912e-148% | 9.77e-132% | 2.117e-117%
[5 empty] | 2236063.1504 | 2000 | 2000 | 2000 | 83.1 | 0% | 0% | 0% | 0% | 0% | 0% | 0% | 0% | 0% | 0% | 0% | 0% | 0% | 0% | 0% | 0% | 0% | 2.047e-284% | 1.481e-247% | 1.416e-216% | 2.455e-190% | 5.855e-168% | 9.357e-149% | 3.505e-132% | 8.361e-118%
[5 empty] | 2244145.2985 | 2000 | 2000 | 2000 | 83.2 | 0% | 0% | 0% | 0% | 0% | 0% | 0% | 0% | 0% | 0% | 0% | 0% | 0% | 0% | 0% | 0% | 0% | 2.74e-285% | 2.506e-248% | 2.92e-217% | 5.998e-191% | 1.655e-168% | 3.001e-149% | 1.255e-132% | 3.298e-118%
[5 empty] | 2252246.8983 | 2000 | 2000 | 2000 | 83.3 | 0% | 0% | 0% | 0% | 0% | 0% | 0% | 0% | 0% | 0% | 0% | 0% | 0% | 0% | 0% | 0% | 0% | 3.657e-286% | 4.227e-249% | 6.006e-218% | 1.462e-191% | 4.669e-169% | 9.609e-150% | 4.487e-133% | 1.298e-118%
[5 empty] | 2260367.9731 | 2000 | 2000 | 2000 | 83.4 | 0% | 0% | 0% | 0% | 0% | 0% | 0% | 0% | 0% | 0% | 0% | 0% | 0% | 0% | 0% | 0% | 0% | 4.866e-287% | 7.11e-250% | 1.233e-218% | 3.556e-192% | 1.314e-169% | 3.071e-150% | 1.601e-133% | 5.105e-119%
[5 empty] | 2268508.5462 | 2000 | 2000 | 2000 | 83.5 | 0% | 0% | 0% | 0% | 0% | 0% | 0% | 0% | 0% | 0% | 0% | 0% | 0% | 0% | 0% | 0% | 0% | 6.454e-288% | 1.193e-250% | 2.523e-219% | 8.629e-193% | 3.693e-170% | 9.794e-151% | 5.704e-134% | 2.004e-119%
[5 empty] | 2276668.6411 | 2000 | 2000 | 2000 | 83.6 | 0% | 0% | 0% | 0% | 0% | 0% | 0% | 0% | 0% | 0% | 0% | 0% | 0% | 0% | 0% | 0% | 0% | 8.535e-289% | 1.995e-251% | 5.151e-220% | 2.089e-193% | 1.035e-170% | 3.118e-151% | 2.029e-134% | 7.852e-120%
[5 empty] | 2284848.2811 | 2000 | 2000 | 2000 | 83.7 | 0% | 0% | 0% | 0% | 0% | 0% | 0% | 0% | 0% | 0% | 0% | 0% | 0% | 0% | 0% | 0% | 0% | 1.125e-289% | 3.328e-252% | 1.049e-220% | 5.047e-194% | 2.896e-171% | 9.907e-152% | 7.202e-135% | 3.072e-120%
[5 empty] | 2293047.4896 | 2000 | 2000 | 2000 | 83.8 | 0% | 0% | 0% | 0% | 0% | 0% | 0% | 0% | 0% | 0% | 0% | 0% | 0% | 0% | 0% | 0% | 0% | 1.479e-290% | 5.536e-253% | 2.131e-221% | 1.216e-194% | 8.087e-172% | 3.142e-152% | 2.552e-135% | 1.2e-120%
[5 empty] | 2301266.29 | 2000 | 2000 | 2000 | 83.9 | 0% | 0% | 0% | 0% | 0% | 0% | 0% | 0% | 0% | 0% | 0% | 0% | 0% | 0% | 0% | 0% | 0% | 1.937e-291% | 9.185e-254% | 4.32e-222% | 2.925e-195% | 2.253e-172% | 9.945e-153% | 9.03e-136% | 4.68e-121%
[5 empty] | 2309504.7057 | 2000 | 2000 | 2000 | 84 | 0% | 0% | 0% | 0% | 0% | 0% | 0% | 0% | 0% | 0% | 0% | 0% | 0% | 0% | 0% | 0% | 0% | 2.531e-292% | 1.519e-254% | 8.732e-223% | 7.017e-196% | 6.265e-173% | 3.142e-153% | 3.189e-136% | 1.822e-121%
[5 empty] | 2317762.76 | 2000 | 2000 | 2000 | 84.1 | 0% | 0% | 0% | 0% | 0% | 0% | 0% | 0% | 0% | 0% | 0% | 0% | 0% | 0% | 0% | 0% | 0% | 3.295e-293% | 2.507e-255% | 1.761e-223% | 1.68e-196% | 1.738e-173% | 9.909e-154% | 1.124e-136% | 7.085e-122%
[5 empty] | 2326040.4763 | 2000 | 2000 | 2000 | 84.2 | 0% | 0% | 0% | 0% | 0% | 0% | 0% | 0% | 0% | 0% | 0% | 0% | 0% | 0% | 0% | 0% | 0% | 4.278e-294% | 4.124e-256% | 3.542e-224% | 4.012e-197% | 4.814e-174% | 3.119e-154% | 3.957e-137% | 2.75e-122%
[5 empty] | 2334337.878 | 2000 | 2000 | 2000 | 84.3 | 0% | 0% | 0% | 0% | 0% | 0% | 0% | 0% | 0% | 0% | 0% | 0% | 0% | 0% | 0% | 0% | 0% | 5.536e-295% | 6.766e-257% | 7.106e-225% | 9.56e-198% | 1.33e-174% | 9.799e-155% | 1.39e-137% | 1.066e-122%
[5 empty] | 2342654.9886 | 2000 | 2000 | 2000 | 84.4 | 0% | 0% | 0% | 0% | 0% | 0% | 0% | 0% | 0% | 0% | 0% | 0% | 0% | 0% | 0% | 0% | 0% | 7.142e-296% | 1.107e-257% | 1.422e-225% | 2.273e-198% | 3.668e-175% | 3.073e-155% | 4.876e-138% | 4.123e-123%
[5 empty] | 2350991.8313 | 2000 | 2000 | 2000 | 84.5 | 0% | 0% | 0% | 0% | 0% | 0% | 0% | 0% | 0% | 0% | 0% | 0% | 0% | 0% | 0% | 0% | 0% | 9.186e-297% | 1.806e-258% | 2.839e-226% | 5.392e-199% | 1.009e-175% | 9.616e-156% | 1.707e-138% | 1.593e-123%
[5 empty] | 2359348.4295 | 2000 | 2000 | 2000 | 84.6 | 0% | 0% | 0% | 0% | 0% | 0% | 0% | 0% | 0% | 0% | 0% | 0% | 0% | 0% | 0% | 0% | 0% | 1.178e-297% | 2.939e-259% | 5.654e-227% | 1.276e-199% | 2.772e-176% | 3.004e-156% | 5.967e-139% | 6.142e-124%
[5 empty] | 2367724.8066 | 2000 | 2000 | 2000 | 84.7 | 0% | 0% | 0% | 0% | 0% | 0% | 0% | 0% | 0% | 0% | 0% | 0% | 0% | 0% | 0% | 0% | 0% | 1.505e-298% | 4.769e-260% | 1.123e-227% | 3.014e-200% | 7.597e-177% | 9.366e-157% | 2.082e-139% | 2.365e-124%
[5 empty] | 2376120.9861 | 2000 | 2000 | 2000 | 84.8 | 0% | 0% | 0% | 0% | 0% | 0% | 0% | 0% | 0% | 0% | 0% | 0% | 0% | 0% | 0% | 0% | 0% | 1.918e-299% | 7.717e-261% | 2.225e-228% | 7.101e-201% | 2.078e-177% | 2.915e-157% | 7.251e-140% | 9.091e-125%
[5 empty] | 2384536.9912 | 2000 | 2000 | 2000 | 84.9 | 0% | 0% | 0% | 0% | 0% | 0% | 0% | 0% | 0% | 0% | 0% | 0% | 0% | 0% | 0% | 0% | 0% | 2.437e-300% | 1.245e-261% | 4.398e-229% | 1.669e-201% | 5.671e-178% | 9.054e-158% | 2.521e-140% | 3.489e-125%
[5 empty] | 2392972.8454 | 2000 | 2000 | 2000 | 85 | 0% | 0% | 0% | 0% | 0% | 0% | 0% | 0% | 0% | 0% | 0% | 0% | 0% | 0% | 0% | 0% | 0% | 3.087e-301% | 2.004e-262% | 8.672e-230% | 3.915e-202% | 1.544e-178% | 2.807e-158% | 8.751e-141% | 1.337e-125%
[5 empty] | 2401428.572 | 2000 | 2000 | 2000 | 85.1 | 0% | 0% | 0% | 0% | 0% | 0% | 0% | 0% | 0% | 0% | 0% | 0% | 0% | 0% | 0% | 0% | 0% | 3.897e-302% | 3.215e-263% | 1.705e-230% | 9.161e-203% | 4.198e-179% | 8.686e-159% | 3.032e-141% | 5.116e-126%
[5 empty] | 2409904.1945 | 2000 | 2000 | 2000 | 85.2 | 0% | 0% | 0% | 0% | 0% | 0% | 0% | 0% | 0% | 0% | 0% | 0% | 0% | 0% | 0% | 0% | 0% | 4.905e-303% | 5.145e-264% | 3.346e-231% | 2.139e-203% | 1.139e-179% | 2.683e-159% | 1.049e-141% | 1.954e-126%
[5 empty] | 2418399.7361 | 2000 | 2000 | 2000 | 85.3 | 0% | 0% | 0% | 0% | 0% | 0% | 0% | 0% | 0% | 0% | 0% | 0% | 0% | 0% | 0% | 0% | 0% | 6.155e-304% | 8.211e-265% | 6.547e-232% | 4.983e-204% | 3.082e-180% | 8.271e-160% | 3.622e-142% | 7.452e-127%
[5 empty] | 2426915.2204 | 2000 | 2000 | 2000 | 85.4 | 0% | 0% | 0% | 0% | 0% | 0% | 0% | 0% | 0% | 0% | 0% | 0% | 0% | 0% | 0% | 0% | 0% | 7.699e-305% | 1.307e-265% | 1.278e-232% | 1.158e-204% | 8.325e-181% | 2.545e-160% | 1.248e-142% | 2.837e-127%
[5 empty] | 2435450.6705 | 2000 | 2000 | 2000 | 85.5 | 0% | 0% | 0% | 0% | 0% | 0% | 0% | 0% | 0% | 0% | 0% | 0% | 0% | 0% | 0% | 0% | 0% | 9.601e-306% | 2.074e-266% | 2.488e-233% | 2.686e-205% | 2.244e-181% | 7.816e-161% | 4.295e-143% | 1.079e-127%
[5 empty] | 2444006.11 | 2000 | 2000 | 2000 | 85.6 | 0% | 0% | 0% | 0% | 0% | 0% | 0% | 0% | 0% | 0% | 0% | 0% | 0% | 0% | 0% | 0% | 0% | 0% | 3.282e-267% | 4.833e-234% | 6.214e-206% | 6.037e-182% | 2.396e-161% | 1.475e-143% | 4.094e-128%
[5 empty] | 2452581.5623 | 2000 | 2000 | 2000 | 85.7 | 0% | 0% | 0% | 0% | 0% | 0% | 0% | 0% | 0% | 0% | 0% | 0% | 0% | 0% | 0% | 0% | 0% | 0% | 5.18e-268% | 9.363e-235% | 1.435e-206% | 1.621e-182% | 7.33e-162% | 5.059e-144% | 1.551e-128%
[5 empty] | 2461177.0506 | 2000 | 2000 | 2000 | 85.8 | 0% | 0% | 0% | 0% | 0% | 0% | 0% | 0% | 0% | 0% | 0% | 0% | 0% | 0% | 0% | 0% | 0% | 0% | 8.153e-269% | 1.809e-235% | 3.304e-207% | 4.342e-183% | 2.239e-162% | 1.732e-144% | 5.869e-129%
[5 empty] | 2469792.5984 | 2000 | 2000 | 2000 | 85.9 | 0% | 0% | 0% | 0% | 0% | 0% | 0% | 0% | 0% | 0% | 0% | 0% | 0% | 0% | 0% | 0% | 0% | 0% | 1.28e-269% | 3.488e-236% | 7.593e-208% | 1.161e-183% | 6.823e-163% | 5.918e-145% | 2.217e-129%
[5 empty] | 2478428.229 | 2000 | 2000 | 2000 | 86 | 0% | 0% | 0% | 0% | 0% | 0% | 0% | 0% | 0% | 0% | 0% | 0% | 0% | 0% | 0% | 0% | 0% | 0% | 2.003e-270% | 6.707e-237% | 1.741e-208% | 3.097e-184% | 2.076e-163% | 2.019e-145% | 8.36e-130%
[5 empty] | 2487083.9659 | 2000 | 2000 | 2000 | 86.1 | 0% | 0% | 0% | 0% | 0% | 0% | 0% | 0% | 0% | 0% | 0% | 0% | 0% | 0% | 0% | 0% | 0% | 0% | 3.126e-271% | 1.286e-237% | 3.983e-209% | 8.245e-185% | 6.303e-164% | 6.874e-146% | 3.148e-130%
[5 empty] | 2495759.8324 | 2000 | 2000 | 2000 | 86.2 | 0% | 0% | 0% | 0% | 0% | 0% | 0% | 0% | 0% | 0% | 0% | 0% | 0% | 0% | 0% | 0% | 0% | 0% | 4.866e-272% | 2.461e-238% | 9.091e-210% | 2.191e-185% | 1.91e-164% | 2.337e-146% | 1.183e-130%
[5 empty] | 2504455.8519 | 2000 | 2000 | 2000 | 86.3 | 0% | 0% | 0% | 0% | 0% | 0% | 0% | 0% | 0% | 0% | 0% | 0% | 0% | 0% | 0% | 0% | 0% | 0% | 7.554e-273% | 4.698e-239% | 2.07e-210% | 5.808e-186% | 5.779e-165% | 7.93e-147% | 4.441e-131%
[5 empty] | 2513172.0478 | 2000 | 2000 | 2000 | 86.4 | 0% | 0% | 0% | 0% | 0% | 0% | 0% | 0% | 0% | 0% | 0% | 0% | 0% | 0% | 0% | 0% | 0% | 0% | 1.169e-273% | 8.943e-240% | 4.704e-211% | 1.537e-186% | 1.745e-165% | 2.686e-147% | 1.664e-131%
[5 empty] | 2521908.4434 | 2000 | 2000 | 2000 | 86.5 | 0% | 0% | 0% | 0% | 0% | 0% | 0% | 0% | 0% | 0% | 0% | 0% | 0% | 0% | 0% | 0% | 0% | 0% | 1.805e-274% | 1.698e-240% | 1.066e-211% | 4.058e-187% | 5.258e-166% | 9.085e-148% | 6.225e-132%
[5 empty] | 2530665.0621 | 2000 | 2000 | 2000 | 86.6 | 0% | 0% | 0% | 0% | 0% | 0% | 0% | 0% | 0% | 0% | 0% | 0% | 0% | 0% | 0% | 0% | 0% | 0% | 2.779e-275% | 3.217e-241% | 2.412e-212% | 1.069e-187% | 1.582e-166% | 3.067e-148% | 2.325e-132%
[5 empty] | 2539441.9273 | 2000 | 2000 | 2000 | 86.7 | 0% | 0% | 0% | 0% | 0% | 0% | 0% | 0% | 0% | 0% | 0% | 0% | 0% | 0% | 0% | 0% | 0% | 0% | 4.266e-276% | 6.079e-242% | 5.443e-213% | 2.812e-188% | 4.749e-167% | 1.034e-148% | 8.671e-133%
[5 empty] | 2548239.0625 | 2000 | 2000 | 2000 | 86.8 | 0% | 0% | 0% | 0% | 0% | 0% | 0% | 0% | 0% | 0% | 0% | 0% | 0% | 0% | 0% | 0% | 0% | 0% | 6.53e-277% | 1.146e-242% | 1.226e-213% | 7.379e-189% | 1.423e-167% | 3.477e-149% | 3.228e-133%
[5 empty] | 2557056.4909 | 2000 | 2000 | 2000 | 86.9 | 0% | 0% | 0% | 0% | 0% | 0% | 0% | 0% | 0% | 0% | 0% | 0% | 0% | 0% | 0% | 0% | 0% | 0% | 9.969e-278% | 2.154e-243% | 2.753e-214% | 1.932e-189% | 4.256e-168% | 1.168e-149% | 1.2e-133%
[5 empty] | 2565894.2359 | 2000 | 2000 | 2000 | 87 | 0% | 0% | 0% | 0% | 0% | 0% | 0% | 0% | 0% | 0% | 0% | 0% | 0% | 0% | 0% | 0% | 0% | 0% | 1.518e-278% | 4.04e-244% | 6.172e-215% | 5.05e-190% | 1.271e-168% | 3.915e-150% | 4.454e-134%
[5 empty] | 2574752.321 | 2000 | 2000 | 2000 | 87.1 | 0% | 0% | 0% | 0% | 0% | 0% | 0% | 0% | 0% | 0% | 0% | 0% | 0% | 0% | 0% | 0% | 0% | 0% | 2.304e-279% | 7.558e-245% | 1.38e-215% | 1.317e-190% | 3.786e-169% | 1.31e-150% | 1.65e-134%
[5 empty] | 2583630.7694 | 2000 | 2000 | 2000 | 87.2 | 0% | 0% | 0% | 0% | 0% | 0% | 0% | 0% | 0% | 0% | 0% | 0% | 0% | 0% | 0% | 0% | 0% | 0% | 3.489e-280% | 1.41e-245% | 3.08e-216% | 3.428e-191% | 1.126e-169% | 4.377e-151% | 6.105e-135%
[5 empty] | 2592529.6047 | 2000 | 2000 | 2000 | 87.3 | 0% | 0% | 0% | 0% | 0% | 0% | 0% | 0% | 0% | 0% | 0% | 0% | 0% | 0% | 0% | 0% | 0% | 0% | 5.267e-281% | 2.625e-246% | 6.856e-217% | 8.903e-192% | 3.342e-170% | 1.46e-151% | 2.255e-135%
[5 empty] | 2601448.8501 | 2000 | 2000 | 2000 | 87.4 | 0% | 0% | 0% | 0% | 0% | 0% | 0% | 0% | 0% | 0% | 0% | 0% | 0% | 0% | 0% | 0% | 0% | 0% | 7.931e-282% | 4.874e-247% | 1.523e-217% | 2.307e-192% | 9.903e-171% | 4.86e-152% | 8.316e-136%
[5 empty] | 2610388.5291 | 2000 | 2000 | 2000 | 87.5 | 0% | 0% | 0% | 0% | 0% | 0% | 0% | 0% | 0% | 0% | 0% | 0% | 0% | 0% | 0% | 0% | 0% | 0% | 1.191e-282% | 9.028e-248% | 3.375e-218% | 5.968e-193% | 2.928e-171% | 1.615e-152% | 3.062e-136%
[5 empty] | 2619348.665 | 2000 | 2000 | 2000 | 87.6 | 0% | 0% | 0% | 0% | 0% | 0% | 0% | 0% | 0% | 0% | 0% | 0% | 0% | 0% | 0% | 0% | 0% | 0% | 1.783e-283% | 1.668e-248% | 7.462e-219% | 1.541e-193% | 8.644e-172% | 5.359e-153% | 1.125e-136%
[5 empty] | 2628329.2812 | 2000 | 2000 | 2000 | 87.7 | 0% | 0% | 0% | 0% | 0% | 0% | 0% | 0% | 0% | 0% | 0% | 0% | 0% | 0% | 0% | 0% | 0% | 0% | 2.663e-284% | 3.074e-249% | 1.646e-219% | 3.968e-194% | 2.546e-172% | 1.775e-153% | 4.13e-137%
[5 empty] | 2637330.401 | 2000 | 2000 | 2000 | 87.8 | 0% | 0% | 0% | 0% | 0% | 0% | 0% | 0% | 0% | 0% | 0% | 0% | 0% | 0% | 0% | 0% | 0% | 0% | 3.965e-285% | 5.651e-250% | 3.624e-220% | 1.02e-194% | 7.488e-173% | 5.868e-154% | 1.513e-137%
[5 empty] | 2646352.0479 | 2000 | 2000 | 2000 | 87.9 | 0% | 0% | 0% | 0% | 0% | 0% | 0% | 0% | 0% | 0% | 0% | 0% | 0% | 0% | 0% | 0% | 0% | 0% | 5.887e-286% | 1.036e-250% | 7.958e-221% | 2.617e-195% | 2.198e-173% | 1.937e-154% | 5.536e-138%
[5 empty] | 2655394.2453 | 2000 | 2000 | 2000 | 88 | 0% | 0% | 0% | 0% | 0% | 0% | 0% | 0% | 0% | 0% | 0% | 0% | 0% | 0% | 0% | 0% | 0% | 0% | 8.718e-287% | 1.895e-251% | 1.744e-221% | 6.698e-196% | 6.438e-174% | 6.381e-155% | 2.022e-138%
[5 empty] | 2664457.0165 | 2000 | 2000 | 2000 | 88.1 | 0% | 0% | 0% | 0% | 0% | 0% | 0% | 0% | 0% | 0% | 0% | 0% | 0% | 0% | 0% | 0% | 0% | 0% | 1.287e-287% | 3.458e-252% | 3.812e-222% | 1.711e-196% | 1.882e-174% | 2.099e-155% | 7.373e-139%
[5 empty] | 2673540.3849 | 2000 | 2000 | 2000 | 88.2 | 0% | 0% | 0% | 0% | 0% | 0% | 0% | 0% | 0% | 0% | 0% | 0% | 0% | 0% | 0% | 0% | 0% | 0% | 1.896e-288% | 6.294e-253% | 8.316e-223% | 4.363e-197% | 5.493e-175% | 6.891e-156% | 2.684e-139%
[5 empty] | 2682644.3739 | 2000 | 2000 | 2000 | 88.3 | 0% | 0% | 0% | 0% | 0% | 0% | 0% | 0% | 0% | 0% | 0% | 0% | 0% | 0% | 0% | 0% | 0% | 0% | 2.784e-289% | 1.143e-253% | 1.81e-223% | 1.11e-197% | 1.6e-175% | 2.259e-156% | 9.758e-140%
[5 empty] | 2691769.0068 | 2000 | 2000 | 2000 | 88.4 | 0% | 0% | 0% | 0% | 0% | 0% | 0% | 0% | 0% | 0% | 0% | 0% | 0% | 0% | 0% | 0% | 0% | 0% | 4.078e-290% | 2.069e-254% | 3.93e-224% | 2.818e-198% | 4.652e-176% | 7.39e-157% | 3.541e-140%
[5 empty] | 2700914.307 | 2000 | 2000 | 2000 | 88.5 | 0% | 0% | 0% | 0% | 0% | 0% | 0% | 0% | 0% | 0% | 0% | 0% | 0% | 0% | 0% | 0% | 0% | 0% | 5.956e-291% | 3.738e-255% | 8.514e-225% | 7.139e-199% | 1.35e-176% | 2.414e-157% | 1.283e-140%
[5 empty] | 2710080.298 | 2000 | 2000 | 2000 | 88.6 | 0% | 0% | 0% | 0% | 0% | 0% | 0% | 0% | 0% | 0% | 0% | 0% | 0% | 0% | 0% | 0% | 0% | 0% | 8.674e-292% | 6.735e-256% | 1.84e-225% | 1.805e-199% | 3.91e-177% | 7.871e-158% | 4.642e-141%
[5 empty] | 2719267.0031 | 2000 | 2000 | 2000 | 88.7 | 0% | 0% | 0% | 0% | 0% | 0% | 0% | 0% | 0% | 0% | 0% | 0% | 0% | 0% | 0% | 0% | 0% | 0% | 1.26e-292% | 1.21e-256% | 3.969e-226% | 4.555e-200% | 1.13e-177% | 2.562e-158% | 1.676e-141%
[5 empty] | 2728474.4456 | 2000 | 2000 | 2000 | 88.8 | 0% | 0% | 0% | 0% | 0% | 0% | 0% | 0% | 0% | 0% | 0% | 0% | 0% | 0% | 0% | 0% | 0% | 0% | 1.825e-293% | 2.17e-257% | 8.541e-227% | 1.147e-200% | 3.261e-178% | 8.325e-159% | 6.045e-142%
[5 empty] | 2737702.649 | 2000 | 2000 | 2000 | 88.9 | 0% | 0% | 0% | 0% | 0% | 0% | 0% | 0% | 0% | 0% | 0% | 0% | 0% | 0% | 0% | 0% | 0% | 0% | 2.636e-294% | 3.881e-258% | 1.834e-227% | 2.882e-201% | 9.393e-179% | 2.7e-159% | 2.176e-142%
[5 empty] | 2746951.6366 | 2000 | 2000 | 2000 | 89 | 0% | 0% | 0% | 0% | 0% | 0% | 0% | 0% | 0% | 0% | 0% | 0% | 0% | 0% | 0% | 0% | 0% | 0% | 3.796e-295% | 6.924e-259% | 3.928e-228% | 7.226e-202% | 2.7e-179% | 8.744e-160% | 7.823e-143%
[5 empty] | 2756221.4319 | 2000 | 2000 | 2000 | 89.1 | 0% | 0% | 0% | 0% | 0% | 0% | 0% | 0% | 0% | 0% | 0% | 0% | 0% | 0% | 0% | 0% | 0% | 0% | 5.453e-296% | 1.232e-259% | 8.394e-229% | 1.808e-202% | 7.747e-180% | 2.826e-160% | 2.807e-143%
[5 empty] | 2765512.0581 | 2000 | 2000 | 2000 | 89.2 | 0% | 0% | 0% | 0% | 0% | 0% | 0% | 0% | 0% | 0% | 0% | 0% | 0% | 0% | 0% | 0% | 0% | 0% | 7.811e-297% | 2.187e-260% | 1.79e-229% | 4.516e-203% | 2.218e-180% | 9.12e-161% | 1.006e-143%
[5 empty] | 2774823.5387 | 2000 | 2000 | 2000 | 89.3 | 0% | 0% | 0% | 0% | 0% | 0% | 0% | 0% | 0% | 0% | 0% | 0% | 0% | 0% | 0% | 0% | 0% | 0% | 1.116e-297% | 3.873e-261% | 3.808e-230% | 1.125e-203% | 6.341e-181% | 2.938e-161% | 3.598e-144%
[5 empty] | 2784155.8971 | 2000 | 2000 | 2000 | 89.4 | 0% | 0% | 0% | 0% | 0% | 0% | 0% | 0% | 0% | 0% | 0% | 0% | 0% | 0% | 0% | 0% | 0% | 0% | 1.589e-298% | 6.84e-262% | 8.084e-231% | 2.799e-204% | 1.809e-181% | 9.447e-162% | 1.285e-144%
[5 empty] | 2793509.1566 | 2000 | 2000 | 2000 | 89.5 | 0% | 0% | 0% | 0% | 0% | 0% | 0% | 0% | 0% | 0% | 0% | 0% | 0% | 0% | 0% | 0% | 0% | 0% | 2.258e-299% | 1.205e-262% | 1.712e-231% | 6.946e-205% | 5.151e-182% | 3.033e-162% | 4.582e-145%
[5 empty] | 2802883.3406 | 2000 | 2000 | 2000 | 89.6 | 0% | 0% | 0% | 0% | 0% | 0% | 0% | 0% | 0% | 0% | 0% | 0% | 0% | 0% | 0% | 0% | 0% | 0% | 3.199e-300% | 2.118e-263% | 3.618e-232% | 1.72e-205% | 1.464e-182% | 9.718e-163% | 1.631e-145%
[5 empty] | 2812278.4724 | 2000 | 2000 | 2000 | 89.7 | 0% | 0% | 0% | 0% | 0% | 0% | 0% | 0% | 0% | 0% | 0% | 0% | 0% | 0% | 0% | 0% | 0% | 0% | 4.519e-301% | 3.713e-264% | 7.628e-233% | 4.252e-206% | 4.153e-183% | 3.109e-163% | 5.798e-146%
[5 empty] | 2821694.5756 | 2000 | 2000 | 2000 | 89.8 | 0% | 0% | 0% | 0% | 0% | 0% | 0% | 0% | 0% | 0% | 0% | 0% | 0% | 0% | 0% | 0% | 0% | 0% | 6.366e-302% | 6.492e-265% | 1.605e-233% | 1.049e-206% | 1.176e-183% | 9.928e-164% | 2.058e-146%
[5 empty] | 2831131.6734 | 2000 | 2000 | 2000 | 89.9 | 0% | 0% | 0% | 0% | 0% | 0% | 0% | 0% | 0% | 0% | 0% | 0% | 0% | 0% | 0% | 0% | 0% | 0% | 8.944e-303% | 1.132e-265% | 3.368e-234% | 2.581e-207% | 3.323e-184% | 3.165e-164% | 7.29e-147%
[5 empty] | 2840589.7892 | 2000 | 2000 | 2000 | 90 | 0% | 0% | 0% | 0% | 0% | 0% | 0% | 0% | 0% | 0% | 0% | 0% | 0% | 0% | 0% | 0% | 0% | 0% | 1.253e-303% | 1.97e-266% | 7.052e-235% | 6.34e-208% | 9.373e-185% | 1.007e-164% | 2.579e-147%
[5 empty] | 2850068.9464 | 2000 | 2000 | 2000 | 90.1 | 0% | 0% | 0% | 0% | 0% | 0% | 0% | 0% | 0% | 0% | 0% | 0% | 0% | 0% | 0% | 0% | 0% | 0% | 1.751e-304% | 3.419e-267% | 1.473e-235% | 1.554e-208% | 2.639e-185% | 3.2e-165% | 9.108e-148%
[5 empty] | 2859569.1685 | 2000 | 2000 | 2000 | 90.2 | 0% | 0% | 0% | 0% | 0% | 0% | 0% | 0% | 0% | 0% | 0% | 0% | 0% | 0% | 0% | 0% | 0% | 0% | 2.439e-305% | 5.92e-268% | 3.071e-236% | 3.802e-209% | 7.416e-186% | 1.015e-165% | 3.212e-148%
[5 empty] | 2869090.4786 | 2000 | 2000 | 2000 | 90.3 | 0% | 0% | 0% | 0% | 0% | 0% | 0% | 0% | 0% | 0% | 0% | 0% | 0% | 0% | 0% | 0% | 0% | 0% | 3.389e-306% | 1.022e-268% | 6.388e-237% | 9.281e-210% | 2.08e-186% | 3.212e-166% | 1.131e-148%
[5 empty] | 2878632.9004 | 2000 | 2000 | 2000 | 90.4 | 0% | 0% | 0% | 0% | 0% | 0% | 0% | 0% | 0% | 0% | 0% | 0% | 0% | 0% | 0% | 0% | 0% | 0% | 0% | 1.761e-269% | 1.326e-237% | 2.261e-210% | 5.823e-187% | 1.015e-166% | 3.974e-149%
[5 empty] | 2888196.457 | 2000 | 2000 | 2000 | 90.5 | 0% | 0% | 0% | 0% | 0% | 0% | 0% | 0% | 0% | 0% | 0% | 0% | 0% | 0% | 0% | 0% | 0% | 0% | 0% | 3.026e-270% | 2.744e-238% | 5.496e-211% | 1.627e-187% | 3.203e-167% | 1.394e-149%
[5 empty] | 2897781.172 | 2000 | 2000 | 2000 | 90.6 | 0% | 0% | 0% | 0% | 0% | 0% | 0% | 0% | 0% | 0% | 0% | 0% | 0% | 0% | 0% | 0% | 0% | 0% | 0% | 5.187e-271% | 5.669e-239% | 1.333e-211% | 4.537e-188% | 1.009e-167% | 4.886e-150%
[5 empty] | 2907387.0686 | 2000 | 2000 | 2000 | 90.7 | 0% | 0% | 0% | 0% | 0% | 0% | 0% | 0% | 0% | 0% | 0% | 0% | 0% | 0% | 0% | 0% | 0% | 0% | 0% | 8.868e-272% | 1.168e-239% | 3.228e-212% | 1.263e-188% | 3.171e-168% | 1.709e-150%
[5 empty] | 2917014.1703 | 2000 | 2000 | 2000 | 90.8 | 0% | 0% | 0% | 0% | 0% | 0% | 0% | 0% | 0% | 0% | 0% | 0% | 0% | 0% | 0% | 0% | 0% | 0% | 0% | 1.512e-272% | 2.403e-240% | 7.8e-213% | 3.509e-189% | 9.953e-169% | 5.969e-151%
[5 empty] | 2926662.5004 | 2000 | 2000 | 2000 | 90.9 | 0% | 0% | 0% | 0% | 0% | 0% | 0% | 0% | 0% | 0% | 0% | 0% | 0% | 0% | 0% | 0% | 0% | 0% | 0% | 2.573e-273% | 4.93e-241% | 1.881e-213% | 9.731e-190% | 3.118e-169% | 2.081e-151%
[5 empty] | 2936332.0824 | 2000 | 2000 | 2000 | 91 | 0% | 0% | 0% | 0% | 0% | 0% | 0% | 0% | 0% | 0% | 0% | 0% | 0% | 0% | 0% | 0% | 0% | 0% | 0% | 4.366e-274% | 1.009e-241% | 4.525e-214% | 2.694e-190% | 9.752e-170% | 7.245e-152%
[5 empty] | 2946022.9395 | 2000 | 2000 | 2000 | 91.1 | 0% | 0% | 0% | 0% | 0% | 0% | 0% | 0% | 0% | 0% | 0% | 0% | 0% | 0% | 0% | 0% | 0% | 0% | 0% | 7.39e-275% | 2.061e-242% | 1.086e-214% | 7.441e-191% | 3.045e-170% | 2.518e-152%
[5 empty] | 2955735.0953 | 2000 | 2000 | 2000 | 91.2 | 0% | 0% | 0% | 0% | 0% | 0% | 0% | 0% | 0% | 0% | 0% | 0% | 0% | 0% | 0% | 0% | 0% | 0% | 0% | 1.248e-275% | 4.2e-243% | 2.603e-215% | 2.052e-191% | 9.49e-171% | 8.738e-153%
[5 empty] | 2965468.5729 | 2000 | 2000 | 2000 | 91.3 | 0% | 0% | 0% | 0% | 0% | 0% | 0% | 0% | 0% | 0% | 0% | 0% | 0% | 0% | 0% | 0% | 0% | 0% | 0% | 2.102e-276% | 8.54e-244% | 6.225e-216% | 5.647e-192% | 2.953e-171% | 3.027e-153%
[5 empty] | 2975223.396 | 2000 | 2000 | 2000 | 91.4 | 0% | 0% | 0% | 0% | 0% | 0% | 0% | 0% | 0% | 0% | 0% | 0% | 0% | 0% | 0% | 0% | 0% | 0% | 0% | 3.531e-277% | 1.733e-244% | 1.485e-216% | 1.551e-192% | 9.171e-172% | 1.047e-153%
[5 empty] | 2984999.5877 | 2000 | 2000 | 2000 | 91.5 | 0% | 0% | 0% | 0% | 0% | 0% | 0% | 0% | 0% | 0% | 0% | 0% | 0% | 0% | 0% | 0% | 0% | 0% | 0% | 5.917e-278% | 3.507e-245% | 3.537e-217% | 4.254e-193% | 2.843e-172% | 3.616e-154%
[5 empty] | 2994797.1716 | 2000 | 2000 | 2000 | 91.6 | 0% | 0% | 0% | 0% | 0% | 0% | 0% | 0% | 0% | 0% | 0% | 0% | 0% | 0% | 0% | 0% | 0% | 0% | 0% | 9.892e-279% | 7.081e-246% | 8.406e-218% | 1.164e-193% | 8.801e-173% | 1.247e-154%
[5 empty] | 3004616.1709 | 2000 | 2000 | 2000 | 91.7 | 0% | 0% | 0% | 0% | 0% | 0% | 0% | 0% | 0% | 0% | 0% | 0% | 0% | 0% | 0% | 0% | 0% | 0% | 0% | 1.65e-279% | 1.427e-246% | 1.994e-218% | 3.18e-194% | 2.719e-173% | 4.292e-155%
[5 empty] | 3014456.609 | 2000 | 2000 | 2000 | 91.8 | 0% | 0% | 0% | 0% | 0% | 0% | 0% | 0% | 0% | 0% | 0% | 0% | 0% | 0% | 0% | 0% | 0% | 0% | 0% | 2.744e-280% | 2.868e-247% | 4.718e-219% | 8.669e-195% | 8.387e-174% | 1.475e-155%
[5 empty] | 3024318.5094 | 2000 | 2000 | 2000 | 91.9 | 0% | 0% | 0% | 0% | 0% | 0% | 0% | 0% | 0% | 0% | 0% | 0% | 0% | 0% | 0% | 0% | 0% | 0% | 0% | 4.552e-281% | 5.753e-248% | 1.114e-219% | 2.359e-195% | 2.583e-174% | 5.062e-156%
[5 empty] | 3034201.8955 | 2000 | 2000 | 2000 | 92 | 0% | 0% | 0% | 0% | 0% | 0% | 0% | 0% | 0% | 0% | 0% | 0% | 0% | 0% | 0% | 0% | 0% | 0% | 0% | 7.535e-282% | 1.151e-248% | 2.626e-220% | 6.407e-196% | 7.938e-175% | 1.734e-156%
[5 empty] | 3044106.7905 | 2000 | 2000 | 2000 | 92.1 | 0% | 0% | 0% | 0% | 0% | 0% | 0% | 0% | 0% | 0% | 0% | 0% | 0% | 0% | 0% | 0% | 0% | 0% | 0% | 1.244e-282% | 2.299e-249% | 6.177e-221% | 1.737e-196% | 2.436e-175% | 5.932e-157%
[5 empty] | 3054033.2178 | 2000 | 2000 | 2000 | 92.2 | 0% | 0% | 0% | 0% | 0% | 0% | 0% | 0% | 0% | 0% | 0% | 0% | 0% | 0% | 0% | 0% | 0% | 0% | 0% | 2.048e-283% | 4.579e-250% | 1.45e-221% | 4.7e-197% | 7.461e-176% | 2.026e-157%
[5 empty] | 3063981.201 | 2000 | 2000 | 2000 | 92.3 | 0% | 0% | 0% | 0% | 0% | 0% | 0% | 0% | 0% | 0% | 0% | 0% | 0% | 0% | 0% | 0% | 0% | 0% | 0% | 3.365e-284% | 9.102e-251% | 3.396e-222% | 1.269e-197% | 2.281e-176% | 6.907e-158%
[5 empty] | 3073950.7632 | 2000 | 2000 | 2000 | 92.4 | 0% | 0% | 0% | 0% | 0% | 0% | 0% | 0% | 0% | 0% | 0% | 0% | 0% | 0% | 0% | 0% | 0% | 0% | 0% | 5.514e-285% | 1.805e-251% | 7.938e-223% | 3.421e-198% | 6.964e-177% | 2.351e-158%
[5 empty] | 3083941.928 | 2000 | 2000 | 2000 | 92.5 | 0% | 0% | 0% | 0% | 0% | 0% | 0% | 0% | 0% | 0% | 0% | 0% | 0% | 0% | 0% | 0% | 0% | 0% | 0% | 9.012e-286% | 3.571e-252% | 1.852e-223% | 9.206e-199% | 2.122e-177% | 7.992e-159%
[5 empty] | 3093954.7187 | 2000 | 2000 | 2000 | 92.6 | 0% | 0% | 0% | 0% | 0% | 0% | 0% | 0% | 0% | 0% | 0% | 0% | 0% | 0% | 0% | 0% | 0% | 0% | 0% | 1.469e-286% | 7.051e-253% | 4.31e-224% | 2.472e-199% | 6.455e-178% | 2.712e-159%
[5 empty] | 3103989.1586 | 2000 | 2000 | 2000 | 92.7 | 0% | 0% | 0% | 0% | 0% | 0% | 0% | 0% | 0% | 0% | 0% | 0% | 0% | 0% | 0% | 0% | 0% | 0% | 0% | 2.39e-287% | 1.389e-253% | 1.001e-224% | 6.626e-200% | 1.96e-178% | 9.187e-160%
[5 empty] | 3114045.2712 | 2000 | 2000 | 2000 | 92.8 | 0% | 0% | 0% | 0% | 0% | 0% | 0% | 0% | 0% | 0% | 0% | 0% | 0% | 0% | 0% | 0% | 0% | 0% | 0% | 3.877e-288% | 2.729e-254% | 2.321e-225% | 1.773e-200% | 5.942e-179% | 3.107e-160%
[5 empty] | 3124123.0798 | 2000 | 2000 | 2000 | 92.9 | 0% | 0% | 0% | 0% | 0% | 0% | 0% | 0% | 0% | 0% | 0% | 0% | 0% | 0% | 0% | 0% | 0% | 0% | 0% | 6.274e-289% | 5.351e-255% | 5.37e-226% | 4.733e-201% | 1.798e-179% | 1.049e-160%
[5 empty] | 3134222.6078 | 2000 | 2000 | 2000 | 93 | 0% | 0% | 0% | 0% | 0% | 0% | 0% | 0% | 0% | 0% | 0% | 0% | 0% | 0% | 0% | 0% | 0% | 0% | 0% | 1.013e-289% | 1.047e-255% | 1.24e-226% | 1.262e-201% | 5.432e-180% | 3.538e-161%
[5 empty] | 3144343.8786 | 2000 | 2000 | 2000 | 93.1 | 0% | 0% | 0% | 0% | 0% | 0% | 0% | 0% | 0% | 0% | 0% | 0% | 0% | 0% | 0% | 0% | 0% | 0% | 0% | 1.631e-290% | 2.043e-256% | 2.856e-227% | 3.356e-202% | 1.638e-180% | 1.191e-161%
[5 empty] | 3154486.9156 | 2000 | 2000 | 2000 | 93.2 | 0% | 0% | 0% | 0% | 0% | 0% | 0% | 0% | 0% | 0% | 0% | 0% | 0% | 0% | 0% | 0% | 0% | 0% | 0% | 2.619e-291% | 3.979e-257% | 6.567e-228% | 8.911e-203% | 4.931e-181% | 4.003e-162%
[5 empty] | 3164651.7421 | 2000 | 2000 | 2000 | 93.3 | 0% | 0% | 0% | 0% | 0% | 0% | 0% | 0% | 0% | 0% | 0% | 0% | 0% | 0% | 0% | 0% | 0% | 0% | 0% | 4.196e-292% | 7.732e-258% | 1.507e-228% | 2.361e-203% | 1.482e-181% | 1.343e-162%
[5 empty] | 3174838.3815 | 2000 | 2000 | 2000 | 93.4 | 0% | 0% | 0% | 0% | 0% | 0% | 0% | 0% | 0% | 0% | 0% | 0% | 0% | 0% | 0% | 0% | 0% | 0% | 0% | 6.706e-293% | 1.499e-258% | 3.45e-229% | 6.246e-204% | 4.445e-182% | 4.499e-163%
[5 empty] | 3185046.8572 | 2000 | 2000 | 2000 | 93.5 | 0% | 0% | 0% | 0% | 0% | 0% | 0% | 0% | 0% | 0% | 0% | 0% | 0% | 0% | 0% | 0% | 0% | 0% | 0% | 1.069e-293% | 2.899e-259% | 7.883e-230% | 1.649e-204% | 1.331e-182% | 1.505e-163%
[5 empty] | 3195277.1927 | 2000 | 2000 | 2000 | 93.6 | 0% | 0% | 0% | 0% | 0% | 0% | 0% | 0% | 0% | 0% | 0% | 0% | 0% | 0% | 0% | 0% | 0% | 0% | 0% | 1.7e-294% | 5.596e-260% | 1.798e-230% | 4.346e-205% | 3.98e-183% | 5.025e-164%
[5 empty] | 3205529.4111 | 2000 | 2000 | 2000 | 93.7 | 0% | 0% | 0% | 0% | 0% | 0% | 0% | 0% | 0% | 0% | 0% | 0% | 0% | 0% | 0% | 0% | 0% | 0% | 0% | 2.696e-295% | 1.077e-260% | 4.091e-231% | 1.143e-205% | 1.188e-183% | 1.675e-164%
[5 empty] | 3215803.5361 | 2000 | 2000 | 2000 | 93.8 | 0% | 0% | 0% | 0% | 0% | 0% | 0% | 0% | 0% | 0% | 0% | 0% | 0% | 0% | 0% | 0% | 0% | 0% | 0% | 4.266e-296% | 2.07e-261% | 9.289e-232% | 3e-206% | 3.538e-184% | 5.577e-165%
[5 empty] | 3226099.5908 | 2000 | 2000 | 2000 | 93.9 | 0% | 0% | 0% | 0% | 0% | 0% | 0% | 0% | 0% | 0% | 0% | 0% | 0% | 0% | 0% | 0% | 0% | 0% | 0% | 6.733e-297% | 3.968e-262% | 2.105e-232% | 7.862e-207% | 1.052e-184% | 1.854e-165%
[5 empty] | 3236417.5987 | 2000 | 2000 | 2000 | 94 | 0% | 0% | 0% | 0% | 0% | 0% | 0% | 0% | 0% | 0% | 0% | 0% | 0% | 0% | 0% | 0% | 0% | 0% | 0% | 1.06e-297% | 7.588e-263% | 4.76e-233% | 2.056e-207% | 3.124e-185% | 6.15e-166%
[5 empty] | 3246757.5833 | 2000 | 2000 | 2000 | 94.1 | 0% | 0% | 0% | 0% | 0% | 0% | 0% | 0% | 0% | 0% | 0% | 0% | 0% | 0% | 0% | 0% | 0% | 0% | 0% | 1.665e-298% | 1.448e-263% | 1.074e-233% | 5.367e-208% | 9.259e-186% | 2.037e-166%
[5 empty] | 3257119.5677 | 2000 | 2000 | 2000 | 94.2 | 0% | 0% | 0% | 0% | 0% | 0% | 0% | 0% | 0% | 0% | 0% | 0% | 0% | 0% | 0% | 0% | 0% | 0% | 0% | 2.608e-299% | 2.757e-264% | 2.42e-234% | 1.398e-208% | 2.739e-186% | 6.739e-167%
[5 empty] | 3267503.5756 | 2000 | 2000 | 2000 | 94.3 | 0% | 0% | 0% | 0% | 0% | 0% | 0% | 0% | 0% | 0% | 0% | 0% | 0% | 0% | 0% | 0% | 0% | 0% | 0% | 4.075e-300% | 5.236e-265% | 5.438e-235% | 3.637e-209% | 8.091e-187% | 2.225e-167%
[5 empty] | 3277909.6301 | 2000 | 2000 | 2000 | 94.4 | 0% | 0% | 0% | 0% | 0% | 0% | 0% | 0% | 0% | 0% | 0% | 0% | 0% | 0% | 0% | 0% | 0% | 0% | 0% | 6.351e-301% | 9.923e-266% | 1.22e-235% | 9.439e-210% | 2.385e-187% | 7.336e-168%
[5 empty] | 3288337.7547 | 2000 | 2000 | 2000 | 94.5 | 0% | 0% | 0% | 0% | 0% | 0% | 0% | 0% | 0% | 0% | 0% | 0% | 0% | 0% | 0% | 0% | 0% | 0% | 0% | 9.874e-302% | 1.876e-266% | 2.73e-236% | 2.445e-210% | 7.021e-188% | 2.415e-168%
[5 empty] | 3298787.9729 | 2000 | 2000 | 2000 | 94.6 | 0% | 0% | 0% | 0% | 0% | 0% | 0% | 0% | 0% | 0% | 0% | 0% | 0% | 0% | 0% | 0% | 0% | 0% | 0% | 1.531e-302% | 3.54e-267% | 6.097e-237% | 6.323e-211% | 2.063e-188% | 7.936e-169%
[5 empty] | 3309260.3078 | 2000 | 2000 | 2000 | 94.7 | 0% | 0% | 0% | 0% | 0% | 0% | 0% | 0% | 0% | 0% | 0% | 0% | 0% | 0% | 0% | 0% | 0% | 0% | 0% | 2.369e-303% | 6.664e-268% | 1.359e-237% | 1.632e-211% | 6.05e-189% | 2.604e-169%
[5 empty] | 3319754.783 | 2000 | 2000 | 2000 | 94.8 | 0% | 0% | 0% | 0% | 0% | 0% | 0% | 0% | 0% | 0% | 0% | 0% | 0% | 0% | 0% | 0% | 0% | 0% | 0% | 3.656e-304% | 1.251e-268% | 3.023e-238% | 4.204e-212% | 1.771e-189% | 8.53e-170%
[5 empty] | 3330271.4218 | 2000 | 2000 | 2000 | 94.9 | 0% | 0% | 0% | 0% | 0% | 0% | 0% | 0% | 0% | 0% | 0% | 0% | 0% | 0% | 0% | 0% | 0% | 0% | 0% | 5.628e-305% | 2.345e-269% | 6.711e-239% | 1.081e-212% | 5.177e-190% | 2.79e-170%
[5 empty] | 3340810.2476 | 2000 | 2000 | 2000 | 95 | 0% | 0% | 0% | 0% | 0% | 0% | 0% | 0% | 0% | 0% | 0% | 0% | 0% | 0% | 0% | 0% | 0% | 0% | 0% | 8.641e-306% | 4.384e-270% | 1.487e-239% | 2.774e-213% | 1.511e-190% | 9.11e-171%
[5 empty] | 3351371.2838 | 2000 | 2000 | 2000 | 95.1 | 0% | 0% | 0% | 0% | 0% | 0% | 0% | 0% | 0% | 0% | 0% | 0% | 0% | 0% | 0% | 0% | 0% | 0% | 0% | 0% | 8.178e-271% | 3.286e-240% | 7.105e-214% | 4.4e-191% | 2.97e-171%
[5 empty] | 3361954.5538 | 2000 | 2000 | 2000 | 95.2 | 0% | 0% | 0% | 0% | 0% | 0% | 0% | 0% | 0% | 0% | 0% | 0% | 0% | 0% | 0% | 0% | 0% | 0% | 0% | 0% | 1.522e-271% | 7.25e-241% | 1.817e-214% | 1.279e-191% | 9.668e-172%
[5 empty] | 3372560.0808 | 2000 | 2000 | 2000 | 95.3 | 0% | 0% | 0% | 0% | 0% | 0% | 0% | 0% | 0% | 0% | 0% | 0% | 0% | 0% | 0% | 0% | 0% | 0% | 0% | 0% | 2.826e-272% | 1.596e-241% | 4.636e-215% | 3.714e-192% | 3.142e-172%
[5 empty] | 3383187.8884 | 2000 | 2000 | 2000 | 95.4 | 0% | 0% | 0% | 0% | 0% | 0% | 0% | 0% | 0% | 0% | 0% | 0% | 0% | 0% | 0% | 0% | 0% | 0% | 0% | 0% | 5.236e-273% | 3.507e-242% | 1.181e-215% | 1.076e-192% | 1.019e-172%
[5 empty] | 3393837.9999 | 2000 | 2000 | 2000 | 95.5 | 0% | 0% | 0% | 0% | 0% | 0% | 0% | 0% | 0% | 0% | 0% | 0% | 0% | 0% | 0% | 0% | 0% | 0% | 0% | 0% | 9.679e-274% | 7.688e-243% | 3.001e-216% | 3.112e-193% | 3.302e-173%
[5 empty] | 3404510.4386 | 2000 | 2000 | 2000 | 95.6 | 0% | 0% | 0% | 0% | 0% | 0% | 0% | 0% | 0% | 0% | 0% | 0% | 0% | 0% | 0% | 0% | 0% | 0% | 0% | 0% | 1.785e-274% | 1.682e-243% | 7.616e-217% | 8.987e-194% | 1.068e-173%
[5 empty] | 3415205.228 | 2000 | 2000 | 2000 | 95.7 | 0% | 0% | 0% | 0% | 0% | 0% | 0% | 0% | 0% | 0% | 0% | 0% | 0% | 0% | 0% | 0% | 0% | 0% | 0% | 0% | 3.285e-275% | 3.673e-244% | 1.929e-217% | 2.591e-194% | 3.449e-174%
[5 empty] | 3425922.3914 | 2000 | 2000 | 2000 | 95.8 | 0% | 0% | 0% | 0% | 0% | 0% | 0% | 0% | 0% | 0% | 0% | 0% | 0% | 0% | 0% | 0% | 0% | 0% | 0% | 0% | 6.031e-276% | 8.003e-245% | 4.876e-218% | 7.454e-195% | 1.112e-174%
[5 empty] | 3436661.9522 | 2000 | 2000 | 2000 | 95.9 | 0% | 0% | 0% | 0% | 0% | 0% | 0% | 0% | 0% | 0% | 0% | 0% | 0% | 0% | 0% | 0% | 0% | 0% | 0% | 0% | 1.105e-276% | 1.74e-245% | 1.23e-218% | 2.141e-195% | 3.579e-175%
[5 empty] | 3447423.9338 | 2000 | 2000 | 2000 | 96 | 0% | 0% | 0% | 0% | 0% | 0% | 0% | 0% | 0% | 0% | 0% | 0% | 0% | 0% | 0% | 0% | 0% | 0% | 0% | 0% | 2.019e-277% | 3.776e-246% | 3.098e-219% | 6.14e-196% | 1.15e-175%
[5 empty] | 3458208.3596 | 2000 | 2000 | 2000 | 96.1 | 0% | 0% | 0% | 0% | 0% | 0% | 0% | 0% | 0% | 0% | 0% | 0% | 0% | 0% | 0% | 0% | 0% | 0% | 0% | 0% | 3.682e-278% | 8.177e-247% | 7.786e-220% | 1.758e-196% | 3.69e-176%
[5 empty] | 3469015.2529 | 2000 | 2000 | 2000 | 96.2 | 0% | 0% | 0% | 0% | 0% | 0% | 0% | 0% | 0% | 0% | 0% | 0% | 0% | 0% | 0% | 0% | 0% | 0% | 0% | 0% | 6.699e-279% | 1.767e-247% | 1.953e-220% | 5.023e-197% | 1.182e-176%
[5 empty] | 3479844.6371 | 2000 | 2000 | 2000 | 96.3 | 0% | 0% | 0% | 0% | 0% | 0% | 0% | 0% | 0% | 0% | 0% | 0% | 0% | 0% | 0% | 0% | 0% | 0% | 0% | 0% | 1.216e-279% | 3.81e-248% | 4.891e-221% | 1.433e-197% | 3.78e-177%
[5 empty] | 3490696.5357 | 2000 | 2000 | 2000 | 96.4 | 0% | 0% | 0% | 0% | 0% | 0% | 0% | 0% | 0% | 0% | 0% | 0% | 0% | 0% | 0% | 0% | 0% | 0% | 0% | 0% | 2.202e-280% | 8.2e-249% | 1.222e-221% | 4.08e-198% | 1.207e-177%
[5 empty] | 3501570.9719 | 2000 | 2000 | 2000 | 96.5 | 0% | 0% | 0% | 0% | 0% | 0% | 0% | 0% | 0% | 0% | 0% | 0% | 0% | 0% | 0% | 0% | 0% | 0% | 0% | 0% | 3.98e-281% | 1.761e-249% | 3.05e-222% | 1.16e-198% | 3.848e-178%
[5 empty] | 3512467.9692 | 2000 | 2000 | 2000 | 96.6 | 0% | 0% | 0% | 0% | 0% | 0% | 0% | 0% | 0% | 0% | 0% | 0% | 0% | 0% | 0% | 0% | 0% | 0% | 0% | 0% | 7.176e-282% | 3.774e-250% | 7.593e-223% | 3.292e-199% | 1.225e-178%
[5 empty] | 3523387.551 | 2000 | 2000 | 2000 | 96.7 | 0% | 0% | 0% | 0% | 0% | 0% | 0% | 0% | 0% | 0% | 0% | 0% | 0% | 0% | 0% | 0% | 0% | 0% | 0% | 0% | 1.291e-282% | 8.073e-251% | 1.887e-223% | 9.325e-200% | 3.892e-179%
[5 empty] | 3534329.7405 | 2000 | 2000 | 2000 | 96.8 | 0% | 0% | 0% | 0% | 0% | 0% | 0% | 0% | 0% | 0% | 0% | 0% | 0% | 0% | 0% | 0% | 0% | 0% | 0% | 0% | 2.317e-283% | 1.723e-251% | 4.681e-224% | 2.637e-200% | 1.235e-179%
[5 empty] | 3545294.5613 | 2000 | 2000 | 2000 | 96.9 | 0% | 0% | 0% | 0% | 0% | 0% | 0% | 0% | 0% | 0% | 0% | 0% | 0% | 0% | 0% | 0% | 0% | 0% | 0% | 0% | 4.149e-284% | 3.67e-252% | 1.159e-224% | 7.444e-201% | 3.911e-180%
[5 empty] | 3556282.0366 | 2000 | 2000 | 2000 | 97 | 0% | 0% | 0% | 0% | 0% | 0% | 0% | 0% | 0% | 0% | 0% | 0% | 0% | 0% | 0% | 0% | 0% | 0% | 0% | 0% | 7.413e-285% | 7.8e-253% | 2.863e-225% | 2.098e-201% | 1.237e-180%
[5 empty] | 3567292.1899 | 2000 | 2000 | 2000 | 97.1 | 0% | 0% | 0% | 0% | 0% | 0% | 0% | 0% | 0% | 0% | 0% | 0% | 0% | 0% | 0% | 0% | 0% | 0% | 0% | 0% | 1.321e-285% | 1.655e-253% | 7.063e-226% | 5.902e-202% | 3.906e-181%
[5 empty] | 3578325.0446 | 2000 | 2000 | 2000 | 97.2 | 0% | 0% | 0% | 0% | 0% | 0% | 0% | 0% | 0% | 0% | 0% | 0% | 0% | 0% | 0% | 0% | 0% | 0% | 0% | 0% | 2.35e-286% | 3.502e-254% | 1.739e-226% | 1.658e-202% | 1.231e-181%
[5 empty] | 3589380.6239 | 2000 | 2000 | 2000 | 97.3 | 0% | 0% | 0% | 0% | 0% | 0% | 0% | 0% | 0% | 0% | 0% | 0% | 0% | 0% | 0% | 0% | 0% | 0% | 0% | 0% | 4.171e-287% | 7.399e-255% | 4.272e-227% | 4.647e-203% | 3.875e-182%
[5 empty] | 3600458.9514 | 2000 | 2000 | 2000 | 97.4 | 0% | 0% | 0% | 0% | 0% | 0% | 0% | 0% | 0% | 0% | 0% | 0% | 0% | 0% | 0% | 0% | 0% | 0% | 0% | 0% | 7.384e-288% | 1.56e-255% | 1.048e-227% | 1.301e-203% | 1.218e-182%
[5 empty] | 3611560.0503 | 2000 | 2000 | 2000 | 97.5 | 0% | 0% | 0% | 0% | 0% | 0% | 0% | 0% | 0% | 0% | 0% | 0% | 0% | 0% | 0% | 0% | 0% | 0% | 0% | 0% | 1.304e-288% | 3.281e-256% | 2.565e-228% | 3.634e-204% | 3.821e-183%
[5 empty] | 3622683.9441 | 2000 | 2000 | 2000 | 97.6 | 0% | 0% | 0% | 0% | 0% | 0% | 0% | 0% | 0% | 0% | 0% | 0% | 0% | 0% | 0% | 0% | 0% | 0% | 0% | 0% | 2.299e-289% | 6.888e-257% | 6.266e-229% | 1.013e-204% | 1.197e-183%
[5 empty] | 3633830.6561 | 2000 | 2000 | 2000 | 97.7 | 0% | 0% | 0% | 0% | 0% | 0% | 0% | 0% | 0% | 0% | 0% | 0% | 0% | 0% | 0% | 0% | 0% | 0% | 0% | 0% | 4.043e-290% | 1.443e-257% | 1.528e-229% | 2.821e-205% | 3.743e-184%
[5 empty] | 3645000.2097 | 2000 | 2000 | 2000 | 97.8 | 0% | 0% | 0% | 0% | 0% | 0% | 0% | 0% | 0% | 0% | 0% | 0% | 0% | 0% | 0% | 0% | 0% | 0% | 0% | 0% | 7.094e-291% | 3.017e-258% | 3.719e-230% | 7.842e-206% | 1.169e-184%
[5 empty] | 3656192.6284 | 2000 | 2000 | 2000 | 97.9 | 0% | 0% | 0% | 0% | 0% | 0% | 0% | 0% | 0% | 0% | 0% | 0% | 0% | 0% | 0% | 0% | 0% | 0% | 0% | 0% | 1.242e-291% | 6.295e-259% | 9.036e-231% | 2.176e-206% | 3.643e-185%
[5 empty] | 3667407.9354 | 2000 | 2000 | 2000 | 98 | 0% | 0% | 0% | 0% | 0% | 0% | 0% | 0% | 0% | 0% | 0% | 0% | 0% | 0% | 0% | 0% | 0% | 0% | 0% | 0% | 2.169e-292% | 1.311e-259% | 2.191e-231% | 6.026e-207% | 1.134e-185%
[5 empty] | 3678646.1541 | 2000 | 2000 | 2000 | 98.1 | 0% | 0% | 0% | 0% | 0% | 0% | 0% | 0% | 0% | 0% | 0% | 0% | 0% | 0% | 0% | 0% | 0% | 0% | 0% | 0% | 3.78e-293% | 2.723e-260% | 5.303e-232% | 1.666e-207% | 3.523e-186%
[5 empty] | 3689907.308 | 2000 | 2000 | 2000 | 98.2 | 0% | 0% | 0% | 0% | 0% | 0% | 0% | 0% | 0% | 0% | 0% | 0% | 0% | 0% | 0% | 0% | 0% | 0% | 0% | 0% | 6.573e-294% | 5.647e-261% | 1.281e-232% | 4.599e-208% | 1.093e-186%
[5 empty] | 3701191.4204 | 2000 | 2000 | 2000 | 98.3 | 0% | 0% | 0% | 0% | 0% | 0% | 0% | 0% | 0% | 0% | 0% | 0% | 0% | 0% | 0% | 0% | 0% | 0% | 0% | 0% | 1.14e-294% | 1.168e-261% | 3.089e-233% | 1.267e-208% | 3.386e-187%
[5 empty] | 3712498.5147 | 2000 | 2000 | 2000 | 98.4 | 0% | 0% | 0% | 0% | 0% | 0% | 0% | 0% | 0% | 0% | 0% | 0% | 0% | 0% | 0% | 0% | 0% | 0% | 0% | 0% | 1.974e-295% | 2.413e-262% | 7.433e-234% | 3.485e-209% | 1.047e-187%
[5 empty] | 3723828.6143 | 2000 | 2000 | 2000 | 98.5 | 0% | 0% | 0% | 0% | 0% | 0% | 0% | 0% | 0% | 0% | 0% | 0% | 0% | 0% | 0% | 0% | 0% | 0% | 0% | 0% | 3.408e-296% | 4.972e-263% | 1.785e-234% | 9.569e-210% | 3.233e-188%
[5 empty] | 3735181.7425 | 2000 | 2000 | 2000 | 98.6 | 0% | 0% | 0% | 0% | 0% | 0% | 0% | 0% | 0% | 0% | 0% | 0% | 0% | 0% | 0% | 0% | 0% | 0% | 0% | 0% | 5.872e-297% | 1.022e-263% | 4.281e-235% | 2.623e-210% | 9.966e-189%
[5 empty] | 3746557.9227 | 2000 | 2000 | 2000 | 98.7 | 0% | 0% | 0% | 0% | 0% | 0% | 0% | 0% | 0% | 0% | 0% | 0% | 0% | 0% | 0% | 0% | 0% | 0% | 0% | 0% | 1.01e-297% | 2.098e-264% | 1.024e-235% | 7.177e-211% | 3.067e-189%
[5 empty] | 3757957.1784 | 2000 | 2000 | 2000 | 98.8 | 0% | 0% | 0% | 0% | 0% | 0% | 0% | 0% | 0% | 0% | 0% | 0% | 0% | 0% | 0% | 0% | 0% | 0% | 0% | 0% | 1.732e-298% | 4.297e-265% | 2.446e-236% | 1.96e-211% | 9.425e-190%
[5 empty] | 3769379.5328 | 2000 | 2000 | 2000 | 98.9 | 0% | 0% | 0% | 0% | 0% | 0% | 0% | 0% | 0% | 0% | 0% | 0% | 0% | 0% | 0% | 0% | 0% | 0% | 0% | 0% | 2.963e-299% | 8.782e-266% | 5.832e-237% | 5.345e-212% | 2.891e-190%
[5 empty] | 3780825.0094 | 2000 | 2000 | 2000 | 99 | 0% | 0% | 0% | 0% | 0% | 0% | 0% | 0% | 0% | 0% | 0% | 0% | 0% | 0% | 0% | 0% | 0% | 0% | 0% | 0% | 5.06e-300% | 1.791e-266% | 1.388e-237% | 1.455e-212% | 8.856e-191%
[5 empty] | 3792293.6316 | 2000 | 2000 | 2000 | 99.1 | 0% | 0% | 0% | 0% | 0% | 0% | 0% | 0% | 0% | 0% | 0% | 0% | 0% | 0% | 0% | 0% | 0% | 0% | 0% | 0% | 8.62e-301% | 3.645e-267% | 3.296e-238% | 3.953e-213% | 2.708e-191%
[5 empty] | 3803785.4227 | 2000 | 2000 | 2000 | 99.2 | 0% | 0% | 0% | 0% | 0% | 0% | 0% | 0% | 0% | 0% | 0% | 0% | 0% | 0% | 0% | 0% | 0% | 0% | 0% | 0% | 1.465e-301% | 7.404e-268% | 7.812e-239% | 1.072e-213% | 8.269e-192%
[5 empty] | 3815300.4061 | 2000 | 2000 | 2000 | 99.3 | 0% | 0% | 0% | 0% | 0% | 0% | 0% | 0% | 0% | 0% | 0% | 0% | 0% | 0% | 0% | 0% | 0% | 0% | 0% | 0% | 2.485e-302% | 1.501e-268% | 1.848e-239% | 2.904e-214% | 2.521e-192%
[5 empty] | 3826838.6051 | 2000 | 2000 | 2000 | 99.4 | 0% | 0% | 0% | 0% | 0% | 0% | 0% | 0% | 0% | 0% | 0% | 0% | 0% | 0% | 0% | 0% | 0% | 0% | 0% | 0% | 4.204e-303% | 3.036e-269% | 4.365e-240% | 7.85e-215% | 7.671e-193%
[5 empty] | 3838400.0433 | 2000 | 2000 | 2000 | 99.5 | 0% | 0% | 0% | 0% | 0% | 0% | 0% | 0% | 0% | 0% | 0% | 0% | 0% | 0% | 0% | 0% | 0% | 0% | 0% | 0% | 7.098e-304% | 6.128e-270% | 1.029e-240% | 2.118e-215% | 2.331e-193%
[5 empty] | 3849984.7438 | 2000 | 2000 | 2000 | 99.6 | 0% | 0% | 0% | 0% | 0% | 0% | 0% | 0% | 0% | 0% | 0% | 0% | 0% | 0% | 0% | 0% | 0% | 0% | 0% | 0% | 1.196e-304% | 1.234e-270% | 2.42e-241% | 5.706e-216% | 7.071e-194%
[5 empty] | 3861592.7302 | 2000 | 2000 | 2000 | 99.7 | 0% | 0% | 0% | 0% | 0% | 0% | 0% | 0% | 0% | 0% | 0% | 0% | 0% | 0% | 0% | 0% | 0% | 0% | 0% | 0% | 2.009e-305% | 2.481e-271% | 5.684e-242% | 1.534e-216% | 2.142e-194%
[5 empty] | 3873224.0258 | 2000 | 2000 | 2000 | 99.8 | 0% | 0% | 0% | 0% | 0% | 0% | 0% | 0% | 0% | 0% | 0% | 0% | 0% | 0% | 0% | 0% | 0% | 0% | 0% | 0% | 3.369e-306% | 4.978e-272% | 1.332e-242% | 4.119e-217% | 6.477e-195%
[5 empty] | 3884878.654 | 2000 | 2000 | 2000 | 99.9 | 0% | 0% | 0% | 0% | 0% | 0% | 0% | 0% | 0% | 0% | 0% | 0% | 0% | 0% | 0% | 0% | 0% | 0% | 0% | 0% | 0% | 9.965e-273% | 3.116e-243% | 1.104e-217% | 1.956e-195%
[5 empty] | 3896556.6382 | 2000 | 2000 | 2000 | 100 | 0% | 0% | 0% | 0% | 0% | 0% | 0% | 0% | 0% | 0% | 0% | 0% | 0% | 0% | 0% | 0% | 0% | 0% | 0% | 0% | 0% | 1.991e-273% | 7.276e-244% | 2.953e-218% | 5.895e-196%

## Zero-Final
|  | Index | 1 | 2 | 3 | 4 | 5 | 6 | 7 | 8 | 9 | 10 | 11 | 12 | 13 | 14 | 15 | 16 | 17 | 18 | 19 | 20 | 21 | 22 | 23 | 24 | 25
|  | Wind Speed | 1 | 2 | 3 | 4 | 5 | 6 | 7 | 8 | 9 | 10 | 11 | 12 | 13 | 14 | 15 | 16 | 17 | 18 | 19 | 20 | 21 | 22 | 23 | 24 | 25
|  | Turbulence | 10% | 10% | 10% | 10% | 10% | 10% | 10% | 10% | 10% | 10% | 10% | 10% | 10% | 10% | 10% | 10% | 10% | 10% | 10% | 10% | 10% | 10% | 10% | 10% | 10%
|  | Std Dev | 0.1 | 0.2 | 0.3 | 0.4 | 0.5 | 0.6 | 0.7 | 0.8 | 0.9 | 1 | 1.1 | 1.2 | 1.3 | 1.4 | 1.5 | 1.6 | 1.7 | 1.8 | 1.9 | 2 | 2.1 | 2.2 | 2.3 | 2.4 | 2.5
Rated Wind speed | 10.5895 | Reference Power | 0 | 0 | 0 | 91 | 200 | 362 | 588 | 889 | 1256 | 1637 | 1904 | 1988 | 1999 | 2000 | 2000 | 2000 | 2000 | 2000 | 2000 | 2000 | 2000 | 2000 | 2000 | 2000 | 2000
Initial Rated Power | 2000
Initial Cut-In | 4 | Available Power [kW] | 3.8966 | 31.1725 | 105.207 | 249.3796 | 487.0696 | 841.6562 | 1336.5189 | 1995.037 | 2840.5898 | 3896.5566 | 5186.3169 | 6733.2499 | 8560.7349 | 10692.1514 | 13150.8787 | 15960.296 | 19143.7828 | 22724.7183 | 26726.482 | 31172.4531 | 36086.011 | 41490.5351 | 47409.4046 | 53865.999 | 60883.6975
Initial CP Max | 0.43224 | Initial Zero Turb Power | 0 | 0 | 0 | 0 | 210.5303 | 363.7963 | 577.695 | 862.3319 | 1227.8125 | 1684.2421 | 2000 | 2000 | 2000 | 2000 | 2000 | 2000 | 2000 | 2000 | 2000 | 2000 | 2000 | 2000 | 2000 | 2000 | 2000
|  | Final Zero Turb Power | -9.7088e-208 | -2.6688e-23 | -0.026089 | 27.9433 | 196.4491 | 351.1426 | 570.6704 | 863.2057 | 1227.5732 | 1693.4709 | 2037.0896 | 2024.3464 | 2007.3878 | 2001.7818 | 2000.3701 | 2000.0782 | 2000.0172 | 2000.004 | 2000.001 | 2000.0003 | 2000.0001 | 2000 | 2000 | 2000 | 2000
Probability
Available Power [MW] | Initial Zero Turb Power | Wind Speed | 1 | 2 | 3 | 4 | 5 | 6 | 7 | 8 | 9 | 10 | 11 | 12 | 13 | 14 | 15 | 16 | 17 | 18 | 19 | 20 | 21 | 22 | 23 | 24 | 25
0 | 0 | 0 | 7.695e-21% | 3.847e-21% | 2.565e-21% | 1.924e-21% | 1.539e-21% | 1.282e-21% | 1.099e-21% | 9.618e-22% | 8.55e-22% | 7.695e-22% | 6.995e-22% | 6.412e-22% | 5.919e-22% | 5.496e-22% | 5.13e-22% | 4.809e-22% | 4.526e-22% | 4.275e-22% | 4.05e-22% | 3.847e-22% | 3.664e-22% | 3.498e-22% | 3.345e-22% | 3.206e-22% | 3.078e-22%
0.0038966 | 0 | 0.1 | 1.028e-16% | 5.039e-19% | 6.801e-20% | 2.271e-20% | 1.115e-20% | 6.696e-21% | 4.54e-21% | 3.331e-21% | 2.581e-21% | 2.081e-21% | 1.729e-21% | 1.47e-21% | 1.274e-21% | 1.12e-21% | 9.969e-22% | 8.967e-22% | 8.137e-22% | 7.439e-22% | 6.846e-22% | 6.335e-22% | 5.892e-22% | 5.505e-22% | 5.163e-22% | 4.859e-22% | 4.588e-22%
0.031172 | 0 | 0.2 | 5.052e-13% | 5.14e-17% | 1.614e-18% | 2.519e-19% | 7.756e-20% | 3.401e-20% | 1.837e-20% | 1.136e-20% | 7.697e-21% | 5.573e-21% | 4.239e-21% | 3.348e-21% | 2.724e-21% | 2.27e-21% | 1.929e-21% | 1.665e-21% | 1.458e-21% | 1.291e-21% | 1.154e-21% | 1.041e-21% | 9.454e-22% | 8.645e-22% | 7.952e-22% | 7.352e-22% | 6.828e-22%
0.10521 | 0 | 0.3 | 9.135e-10% | 4.083e-15% | 3.427e-17% | 2.625e-18% | 5.186e-19% | 1.68e-19% | 7.286e-20% | 3.812e-20% | 2.267e-20% | 1.477e-20% | 1.031e-20% | 7.571e-21% | 5.793e-21% | 4.578e-21% | 3.715e-21% | 3.081e-21% | 2.602e-21% | 2.232e-21% | 1.94e-21% | 1.705e-21% | 1.513e-21% | 1.355e-21% | 1.222e-21% | 1.11e-21% | 1.015e-21%
0.24938 | 0 | 0.4 | 6.076e-07% | 2.526e-13% | 6.511e-16% | 2.57e-17% | 3.331e-18% | 8.069e-19% | 2.831e-19% | 1.26e-19% | 6.596e-20% | 3.878e-20% | 2.485e-20% | 1.7e-20% | 1.225e-20% | 9.187e-21% | 7.125e-21% | 5.678e-21% | 4.63e-21% | 3.848e-21% | 3.252e-21% | 2.787e-21% | 2.417e-21% | 2.119e-21% | 1.876e-21% | 1.674e-21% | 1.505e-21%
0.48707 | 0 | 0.5 | 0.0001487% | 1.217e-11% | 1.107e-14% | 2.363e-16% | 2.056e-17% | 3.77e-18% | 1.077e-18% | 4.098e-19% | 1.895e-19% | 1.008e-19% | 5.943e-20% | 3.792e-20% | 2.573e-20% | 1.834e-20% | 1.36e-20% | 1.042e-20% | 8.209e-21% | 6.615e-21% | 5.436e-21% | 4.543e-21% | 3.852e-21% | 3.308e-21% | 2.873e-21% | 2.52e-21% | 2.229e-21%
0.84166 | 0 | 0.6 | 0.01338% | 4.567e-10% | 1.684e-13% | 2.042e-15% | 1.219e-16% | 1.713e-17% | 4.019e-18% | 1.313e-18% | 5.379e-19% | 2.593e-19% | 1.41e-19% | 8.398e-20% | 5.376e-20% | 3.643e-20% | 2.585e-20% | 1.906e-20% | 1.45e-20% | 1.134e-20% | 9.062e-21% | 7.387e-21% | 6.125e-21% | 5.153e-21% | 4.392e-21% | 3.786e-21% | 3.296e-21%
1.3365 | 0 | 0.7 | 0.4432% | 1.335e-08% | 2.293e-12% | 1.657e-14% | 6.946e-16% | 7.573e-17% | 1.469e-17% | 4.139e-18% | 1.508e-18% | 6.605e-19% | 3.316e-19% | 1.847e-19% | 1.116e-19% | 7.199e-20% | 4.892e-20% | 3.472e-20% | 2.554e-20% | 1.936e-20% | 1.507e-20% | 1.198e-20% | 9.716e-21% | 8.01e-21% | 6.701e-21% | 5.678e-21% | 4.867e-21%
1.995 | 0 | 0.8 | 5.399% | 3.038e-07% | 2.793e-11% | 1.263e-13% | 3.802e-15% | 3.255e-16% | 5.258e-17% | 1.285e-17% | 4.176e-18% | 1.666e-18% | 7.735e-19% | 4.035e-19% | 2.305e-19% | 1.415e-19% | 9.216e-20% | 6.299e-20% | 4.481e-20% | 3.298e-20% | 2.498e-20% | 1.939e-20% | 1.538e-20% | 1.243e-20% | 1.02e-20% | 8.501e-21% | 7.174e-21%
2.8406 | 0 | 0.9 | 24.2% | 5.385e-06% | 3.045e-10% | 9.046e-13% | 2e-14% | 1.361e-15% | 1.845e-16% | 3.927e-17% | 1.142e-17% | 4.159e-18% | 1.79e-18% | 8.751e-19% | 4.73e-19% | 2.768e-19% | 1.729e-19% | 1.138e-19% | 7.836e-20% | 5.599e-20% | 4.129e-20% | 3.13e-20% | 2.429e-20% | 1.923e-20% | 1.551e-20% | 1.271e-20% | 1.056e-20%
3.8966 | 0 | 1 | 39.89% | 7.434e-05% | 2.97e-09% | 6.086e-12% | 1.01e-13% | 5.535e-15% | 6.341e-16% | 1.182e-16% | 3.086e-17% | 1.028e-17% | 4.106e-18% | 1.885e-18% | 9.649e-19% | 5.387e-19% | 3.228e-19% | 2.049e-19% | 1.365e-19% | 9.476e-20% | 6.808e-20% | 5.039e-20% | 3.826e-20% | 2.971e-20% | 2.353e-20% | 1.896e-20% | 1.551e-20%
5.1863 | 0 | 1.1 | 24.2% | 0.0007992% | 2.593e-08% | 3.846e-11% | 4.906e-13% | 2.189e-14% | 2.135e-15% | 3.5e-16% | 8.234e-17% | 2.516e-17% | 9.345e-18% | 4.032e-18% | 1.957e-18% | 1.043e-18% | 6e-19% | 3.675e-19% | 2.371e-19% | 1.599e-19% | 1.119e-19% | 8.093e-20% | 6.015e-20% | 4.581e-20% | 3.563e-20% | 2.824e-20% | 2.276e-20%
6.7332 | 0 | 1.2 | 5.399% | 0.006692% | 2.025e-07% | 2.284e-10% | 2.288e-12% | 8.42e-14% | 7.047e-15% | 1.021e-15% | 2.17e-16% | 6.096e-17% | 2.109e-17% | 8.566e-18% | 3.945e-18% | 2.009e-18% | 1.11e-18% | 6.563e-19% | 4.103e-19% | 2.69e-19% | 1.835e-19% | 1.296e-19% | 9.435e-20% | 7.048e-20% | 5.386e-20% | 4.199e-20% | 3.333e-20%
8.5607 | 0 | 1.3 | 0.4432% | 0.04363% | 1.416e-06% | 1.274e-09% | 1.026e-11% | 3.15e-13% | 2.278e-14% | 2.931e-15% | 5.65e-16% | 1.462e-16% | 4.721e-17% | 1.807e-17% | 7.908e-18% | 3.851e-18% | 2.046e-18% | 1.168e-18% | 7.077e-19% | 4.51e-19% | 3.001e-19% | 2.072e-19% | 1.477e-19% | 1.082e-19% | 8.124e-20% | 6.233e-20% | 4.874e-20%
10.6922 | 0 | 1.4 | 0.01338% | 0.2216% | 8.854e-06% | 6.674e-09% | 4.416e-11% | 1.146e-12% | 7.218e-14% | 8.284e-15% | 1.453e-15% | 3.473e-16% | 1.048e-16% | 3.786e-17% | 1.576e-17% | 7.343e-18% | 3.753e-18% | 2.07e-18% | 1.216e-18% | 7.54e-19% | 4.893e-19% | 3.302e-19% | 2.305e-19% | 1.658e-19% | 1.223e-19% | 9.236e-20% | 7.115e-20%
13.1509 | 0 | 1.5 | 0.0001487% | 0.8764% | 4.956e-05% | 3.285e-08% | 1.827e-10% | 4.057e-12% | 2.24e-13% | 2.305e-14% | 3.69e-15% | 8.166e-16% | 2.308e-16% | 7.878e-17% | 3.121e-17% | 1.393e-17% | 6.853e-18% | 3.654e-18% | 2.083e-18% | 1.257e-18% | 7.957e-19% | 5.251e-19% | 3.592e-19% | 2.535e-19% | 1.838e-19% | 1.366e-19% | 1.037e-19%
15.9603 | 0 | 1.6 | 6.076e-07% | 2.7% | 0.0002482% | 1.519e-07% | 7.262e-10% | 1.397e-11% | 6.813e-13% | 6.315e-14% | 9.256e-15% | 1.901e-15% | 5.039e-16% | 1.628e-16% | 6.144e-17% | 2.629e-17% | 1.246e-17% | 6.425e-18% | 3.555e-18% | 2.088e-18% | 1.29e-18% | 8.328e-19% | 5.582e-19% | 3.867e-19% | 2.758e-19% | 2.017e-19% | 1.509e-19%
19.1438 | 0 | 1.7 | 9.135e-10% | 6.476% | 0.001112% | 6.598e-07% | 2.773e-09% | 4.676e-11% | 2.03e-12% | 1.703e-13% | 2.294e-14% | 4.382e-15% | 1.091e-15% | 3.34e-16% | 1.203e-16% | 4.937e-17% | 2.255e-17% | 1.125e-17% | 6.047e-18% | 3.459e-18% | 2.086e-18% | 1.318e-18% | 8.657e-19% | 5.889e-19% | 4.129e-19% | 2.974e-19% | 2.193e-19%
22.7247 | 0 | 1.8 | 5.052e-13% | 12.1% | 0.004461% | 2.692e-06% | 1.018e-08% | 1.522e-10% | 5.927e-12% | 4.523e-13% | 5.614e-14% | 9.998e-15% | 2.344e-15% | 6.805e-16% | 2.34e-16% | 9.223e-17% | 4.064e-17% | 1.964e-17% | 1.025e-17% | 5.711e-18% | 3.364e-18% | 2.079e-18% | 1.34e-18% | 8.948e-19% | 6.17e-19% | 4.376e-19% | 3.181e-19%
26.7265 | 0 | 1.9 | 1.028e-16% | 17.6% | 0.01601% | 1.032e-05% | 3.588e-08% | 4.822e-10% | 1.695e-11% | 1.182e-12% | 1.357e-13% | 2.259e-14% | 4.993e-15% | 1.377e-15% | 4.527e-16% | 1.714e-16% | 7.291e-17% | 3.413e-17% | 1.731e-17% | 9.401e-18% | 5.41e-18% | 3.273e-18% | 2.068e-18% | 1.357e-18% | 9.203e-19% | 6.428e-19% | 4.607e-19%
31.1725 | 0 | 2 | 7.695e-21% | 19.95% | 0.05141% | 3.717e-05% | 1.215e-07% | 1.485e-09% | 4.752e-11% | 3.043e-12% | 3.24e-13% | 5.052e-14% | 1.055e-14% | 2.767e-15% | 8.704e-16% | 3.17e-16% | 1.302e-16% | 5.908e-17% | 2.914e-17% | 1.543e-17% | 8.677e-18% | 5.14e-18% | 3.185e-18% | 2.053e-18% | 1.37e-18% | 9.425e-19% | 6.662e-19%
36.086 | 0 | 2.1 | 2.119e-25% | 17.6% | 0.1477% | 0.0001257% | 3.955e-07% | 4.449e-09% | 1.305e-10% | 7.71e-12% | 7.642e-13% | 1.119e-13% | 2.21e-14% | 5.523e-15% | 1.664e-15% | 5.833e-16% | 2.315e-16% | 1.019e-16% | 4.889e-17% | 2.524e-17% | 1.388e-17% | 8.051e-18% | 4.895e-18% | 3.101e-18% | 2.036e-18% | 1.38e-18% | 9.618e-19%
41.4905 | 0 | 2.2 | 2.146e-30% | 12.1% | 0.3799% | 0.0003996% | 1.237e-06% | 1.296e-08% | 3.511e-10% | 1.923e-11% | 1.78e-12% | 2.453e-13% | 4.593e-14% | 1.094e-14% | 3.162e-15% | 1.068e-15% | 4.099e-16% | 1.75e-16% | 8.172e-17% | 4.117e-17% | 2.213e-17% | 1.258e-17% | 7.506e-18% | 4.673e-18% | 3.019e-18% | 2.016e-18% | 1.386e-18%
47.4094 | 0 | 2.3 | 7.999e-36% | 6.476% | 0.8741% | 0.001193% | 3.715e-06% | 3.674e-08% | 9.257e-10% | 4.723e-11% | 4.097e-12% | 5.324e-13% | 9.466e-14% | 2.154e-14% | 5.973e-15% | 1.945e-15% | 7.223e-16% | 2.995e-16% | 1.361e-16% | 6.694e-17% | 3.519e-17% | 1.96e-17% | 1.148e-17% | 7.027e-18% | 4.469e-18% | 2.941e-18% | 1.995e-18%
53.866 | 0 | 2.4 | 1.097e-41% | 2.7% | 1.8% | 0.003346% | 1.072e-05% | 1.013e-07% | 2.391e-09% | 1.142e-10% | 9.31e-12% | 1.144e-12% | 1.935e-13% | 4.21e-14% | 1.122e-14% | 3.523e-15% | 1.267e-15% | 5.104e-16% | 2.26e-16% | 1.085e-16% | 5.582e-17% | 3.048e-17% | 1.753e-17% | 1.055e-17% | 6.604e-18% | 4.283e-18% | 2.866e-18%
60.8837 | 0 | 2.5 | 5.531e-48% | 0.8764% | 3.316% | 0.008815% | 2.973e-05% | 2.715e-07% | 6.052e-09% | 2.718e-10% | 2.09e-11% | 2.434e-12% | 3.922e-13% | 8.172e-14% | 2.094e-14% | 6.352e-15% | 2.214e-15% | 8.665e-16% | 3.739e-16% | 1.753e-16% | 8.828e-17% | 4.727e-17% | 2.669e-17% | 1.58e-17% | 9.739e-18% | 6.227e-18% | 4.112e-18%
68.4859 | 0 | 2.6 | 1.026e-54% | 0.2216% | 5.467% | 0.02182% | 7.923e-05% | 7.078e-07% | 1.501e-08% | 6.369e-10% | 4.634e-11% | 5.128e-12% | 7.885e-13% | 1.575e-13% | 3.886e-14% | 1.139e-14% | 3.85e-15% | 1.465e-15% | 6.165e-16% | 2.825e-16% | 1.392e-16% | 7.311e-17% | 4.056e-17% | 2.361e-17% | 1.433e-17% | 9.036e-18% | 5.889e-18%
76.6959 | 0 | 2.7 | 7.004e-62% | 0.04363% | 8.066% | 0.05073% | 0.0002028% | 1.795e-06% | 3.646e-08% | 1.469e-09% | 1.015e-10% | 1.069e-11% | 1.572e-12% | 3.015e-13% | 7.17e-14% | 2.033e-14% | 6.666e-15% | 2.468e-15% | 1.013e-15% | 4.537e-16% | 2.19e-16% | 1.128e-16% | 6.149e-17% | 3.521e-17% | 2.106e-17% | 1.309e-17% | 8.421e-18%
85.5372 | 0 | 2.8 | 1.759e-69% | 0.006692% | 10.65% | 0.1108% | 0.0004988% | 4.427e-06% | 8.68e-08% | 3.337e-09% | 2.196e-10% | 2.208e-11% | 3.109e-12% | 5.732e-13% | 1.315e-13% | 3.609e-14% | 1.149e-14% | 4.142e-15% | 1.659e-15% | 7.264e-16% | 3.435e-16% | 1.736e-16% | 9.301e-17% | 5.241e-17% | 3.088e-17% | 1.893e-17% | 1.202e-17%
95.0331 | 0 | 2.9 | 1.625e-77% | 0.0007992% | 12.58% | 0.2273% | 0.001179% | 1.062e-05% | 2.025e-07% | 7.461e-09% | 4.691e-10% | 4.514e-11% | 6.097e-12% | 1.082e-12% | 2.397e-13% | 6.374e-14% | 1.972e-14% | 6.923e-15% | 2.706e-15% | 1.159e-15% | 5.374e-16% | 2.666e-16% | 1.404e-16% | 7.785e-17% | 4.52e-17% | 2.733e-17% | 1.713e-17%
105.207 | 0 | 3 | 5.521e-86% | 7.434e-05% | 13.3% | 0.4382% | 0.002677% | 2.478e-05% | 4.627e-07% | 1.643e-08% | 9.901e-10% | 9.135e-11% | 1.186e-11% | 2.029e-12% | 4.345e-13% | 1.12e-13% | 3.368e-14% | 1.153e-14% | 4.401e-15% | 1.845e-15% | 8.382e-16% | 4.083e-16% | 2.114e-16% | 1.154e-16% | 6.603e-17% | 3.939e-17% | 2.438e-17%
116.0823 | 0 | 3.1 | 6.902e-95% | 5.385e-06% | 12.58% | 0.7935% | 0.005839% | 5.623e-05% | 1.036e-06% | 3.56e-08% | 2.064e-09% | 1.83e-10% | 2.288e-11% | 3.777e-12% | 7.829e-13% | 1.958e-13% | 5.729e-14% | 1.911e-14% | 7.131e-15% | 2.927e-15% | 1.304e-15% | 6.238e-16% | 3.175e-16% | 1.707e-16% | 9.628e-17% | 5.667e-17% | 3.464e-17%
127.6824 | 0 | 3.2 | 3.174e-104% | 3.038e-07% | 10.65% | 1.35% | 0.01224% | 0.0001241% | 2.273e-06% | 7.595e-08% | 4.25e-09% | 3.631e-10% | 4.377e-11% | 6.983e-12% | 1.402e-12% | 3.406e-13% | 9.7e-14% | 3.158e-14% | 1.152e-14% | 4.628e-15% | 2.023e-15% | 9.505e-16% | 4.76e-16% | 2.52e-16% | 1.401e-16% | 8.138e-17% | 4.914e-17%
140.0306 | 0 | 3.3 | 5.371e-114% | 1.335e-08% | 8.066% | 2.157% | 0.02464% | 0.0002664% | 4.886e-06% | 1.595e-07% | 8.643e-09% | 7.131e-10% | 8.304e-11% | 1.282e-11% | 2.497e-12% | 5.895e-13% | 1.635e-13% | 5.196e-14% | 1.853e-14% | 7.297e-15% | 3.129e-15% | 1.445e-15% | 7.118e-16% | 3.712e-16% | 2.035e-16% | 1.167e-16% | 6.959e-17%
153.1503 | 0 | 3.4 | 3.343e-124% | 4.567e-10% | 5.467% | 3.238% | 0.04768% | 0.0005562% | 1.029e-05% | 3.299e-07% | 1.736e-08% | 1.387e-09% | 1.563e-10% | 2.338e-11% | 4.42e-12% | 1.015e-12% | 2.744e-13% | 8.517e-14% | 2.972e-14% | 1.147e-14% | 4.827e-15% | 2.191e-15% | 1.062e-15% | 5.457e-16% | 2.951e-16% | 1.67e-16% | 9.84e-17%
167.0649 | 0 | 3.5 | 7.654e-135% | 1.217e-11% | 3.316% | 4.566% | 0.08864% | 0.001129% | 2.124e-05% | 6.717e-07% | 3.445e-08% | 2.67e-09% | 2.917e-10% | 4.233e-11% | 7.777e-12% | 1.739e-12% | 4.585e-13% | 1.391e-13% | 4.75e-14% | 1.797e-14% | 7.426e-15% | 3.314e-15% | 1.581e-15% | 8.006e-16% | 4.27e-16% | 2.386e-16% | 1.389e-16%
181.7977 | 0 | 3.6 | 6.447e-146% | 2.526e-13% | 1.8% | 6.049% | 0.1583% | 0.002231% | 4.294e-05% | 1.346e-06% | 6.751e-08% | 5.088e-09% | 5.398e-10% | 7.612e-11% | 1.36e-11% | 2.963e-12% | 7.628e-13% | 2.261e-13% | 7.564e-14% | 2.807e-14% | 1.139e-14% | 4.999e-15% | 2.349e-15% | 1.172e-15% | 6.168e-16% | 3.403e-16% | 1.958e-16%
197.3723 | 0 | 3.7 | 1.998e-157% | 4.083e-15% | 0.8741% | 7.528% | 0.2717% | 0.004285% | 8.508e-05% | 2.656e-06% | 1.307e-07% | 9.601e-09% | 9.91e-10% | 1.359e-10% | 2.365e-11% | 5.025e-12% | 1.263e-12% | 3.664e-13% | 1.201e-13% | 4.371e-14% | 1.743e-14% | 7.523e-15% | 3.481e-15% | 1.712e-15% | 8.892e-16% | 4.844e-16% | 2.755e-16%
213.8119 | 0 | 3.8 | 2.278e-169% | 5.14e-17% | 0.3799% | 8.802% | 0.4479% | 0.008005% | 0.0001651% | 5.161e-06% | 2.499e-07% | 1.794e-08% | 1.804e-09% | 2.411e-10% | 4.089e-11% | 8.477e-12% | 2.083e-12% | 5.912e-13% | 1.899e-13% | 6.785e-14% | 2.659e-14% | 1.129e-14% | 5.148e-15% | 2.497e-15% | 1.279e-15% | 6.885e-16% | 3.871e-16%
231.1398 | 0 | 3.9 | 9.552e-182% | 5.039e-19% | 0.1477% | 9.667% | 0.7095% | 0.01454% | 0.0003141% | 9.87e-06% | 4.719e-07% | 3.318e-08% | 3.258e-09% | 4.246e-10% | 7.027e-11% | 1.423e-11% | 3.419e-12% | 9.502e-13% | 2.993e-13% | 1.05e-13% | 4.046e-14% | 1.691e-14% | 7.595e-15% | 3.633e-15% | 1.838e-15% | 9.769e-16% | 5.43e-16%
249.3796 | 0 | 4 | 1.474e-194% | 3.847e-21% | 0.05141% | 9.974% | 1.08% | 0.0257% | 0.0005853% | 1.858e-05% | 8.802e-07% | 6.076e-08% | 5.834e-09% | 7.426e-10% | 1.2e-10% | 2.376e-11% | 5.586e-12% | 1.521e-12% | 4.701e-13% | 1.62e-13% | 6.138e-14% | 2.526e-14% | 1.118e-14% | 5.275e-15% | 2.634e-15% | 1.384e-15% | 7.604e-16%
268.5546 | 116.0796 | 4.1 | 8.364e-208% | 2.288e-23% | 0.01601% | 9.667% | 1.579% | 0.04418% | 0.001069% | 3.445e-05% | 1.622e-06% | 1.102e-07% | 1.036e-08% | 1.29e-09% | 2.039e-10% | 3.947e-11% | 9.088e-12% | 2.427e-12% | 7.359e-13% | 2.492e-13% | 9.288e-14% | 3.764e-14% | 1.642e-14% | 7.643e-15% | 3.769e-15% | 1.956e-15% | 1.063e-15%
288.6881 | 124.7821 | 4.2 | 1.746e-221% | 1.059e-25% | 0.004461% | 8.802% | 2.218% | 0.07386% | 0.001912% | 6.287e-05% | 2.951e-06% | 1.977e-07% | 1.825e-08% | 2.225e-09% | 3.441e-10% | 6.525e-11% | 1.472e-11% | 3.855e-12% | 1.148e-12% | 3.821e-13% | 1.401e-13% | 5.594e-14% | 2.406e-14% | 1.105e-14% | 5.382e-15% | 2.761e-15% | 1.484e-15%
309.8035 | 133.909 | 4.3 | 1.341e-235% | 3.821e-28% | 0.001112% | 7.528% | 2.995% | 0.1201% | 0.003351% | 0.000113% | 5.305e-06% | 3.514e-07% | 3.188e-08% | 3.811e-09% | 5.776e-10% | 1.073e-10% | 2.374e-11% | 6.1e-12% | 1.785e-12% | 5.841e-13% | 2.109e-13% | 8.293e-14% | 3.517e-14% | 1.595e-14% | 7.672e-15% | 3.891e-15% | 2.069e-15%
331.9243 | 143.4705 | 4.4 | 3.791e-250% | 1.073e-30% | 0.0002482% | 6.049% | 3.884% | 0.1899% | 0.005755% | 0.0001998% | 9.42e-06% | 6.183e-07% | 5.524e-08% | 6.482e-09% | 9.636e-10% | 1.756e-10% | 3.81e-11% | 9.616e-12% | 2.765e-12% | 8.902e-13% | 3.164e-13% | 1.226e-13% | 5.131e-14% | 2.296e-14% | 1.091e-14% | 5.472e-15% | 2.879e-15%
355.0737 | 153.4766 | 4.5 | 3.94e-265% | 2.348e-33% | 4.956e-05% | 4.566% | 4.839% | 0.2921% | 0.009684% | 0.0003479% | 1.652e-05% | 1.077e-06% | 9.491e-08% | 1.095e-08% | 1.598e-09% | 2.858e-10% | 6.09e-11% | 1.51e-11% | 4.268e-12% | 1.352e-12% | 4.735e-13% | 1.809e-13% | 7.467e-14% | 3.3e-14% | 1.55e-14% | 7.684e-15% | 3.999e-15%
379.2752 | 163.9374 | 4.6 | 1.507e-280% | 3.999e-36% | 8.854e-06% | 3.238% | 5.794% | 0.437% | 0.01597% | 0.0005965% | 2.861e-05% | 1.857e-06% | 1.617e-07% | 1.837e-08% | 2.635e-09% | 4.628e-10% | 9.69e-11% | 2.361e-11% | 6.566e-12% | 2.048e-12% | 7.065e-13% | 2.662e-13% | 1.084e-13% | 4.733e-14% | 2.197e-14% | 1.077e-14% | 5.547e-15%
404.5522 | 174.8631 | 4.7 | 2.12e-296% | 5.306e-39% | 1.416e-06% | 2.157% | 6.664% | 0.6359% | 0.02579% | 0.001007% | 4.896e-05% | 3.171e-06% | 2.734e-07% | 3.06e-08% | 4.318e-09% | 7.458e-10% | 1.535e-10% | 3.679e-11% | 1.007e-11% | 3.093e-12% | 1.051e-12% | 3.907e-13% | 1.571e-13% | 6.773e-14% | 3.107e-14% | 1.507e-14% | 7.682e-15%
430.928 | 186.2637 | 4.8 | 0% | 5.483e-42% | 2.025e-07% | 1.35% | 7.365% | 0.8998% | 0.04083% | 0.001673% | 8.273e-05% | 5.361e-06% | 4.582e-07% | 5.063e-08% | 7.036e-09% | 1.196e-09% | 2.421e-10% | 5.709e-11% | 1.538e-11% | 4.655e-12% | 1.56e-12% | 5.721e-13% | 2.271e-13% | 9.674e-14% | 4.388e-14% | 2.105e-14% | 1.062e-14%
458.426 | 198.1494 | 4.9 | 0% | 4.412e-45% | 2.593e-08% | 0.7935% | 7.821% | 1.239% | 0.06331% | 0.002737% | 0.0001381% | 8.972e-06% | 7.617e-07% | 8.319e-08% | 1.14e-08% | 1.907e-09% | 3.801e-10% | 8.825e-11% | 2.342e-11% | 6.986e-12% | 2.309e-12% | 8.355e-13% | 3.275e-13% | 1.379e-13% | 6.184e-14% | 2.935e-14% | 1.466e-14%
487.0696 | 210.5303 | 5 | 0% | 2.765e-48% | 2.97e-09% | 0.4382% | 7.979% | 1.658% | 0.0962% | 0.004407% | 0.0002277% | 1.487e-05% | 1.256e-06% | 1.357e-07% | 1.835e-08% | 3.026e-09% | 5.941e-10% | 1.359e-10% | 3.554e-11% | 1.045e-11% | 3.408e-12% | 1.217e-12% | 4.713e-13% | 1.961e-13% | 8.698e-14% | 4.086e-14% | 2.021e-14%
516.8821 | 223.4164 | 5.1 | 0% | 1.35e-51% | 3.045e-10% | 0.2273% | 7.821% | 2.159% | 0.1432% | 0.006988% | 0.0003708% | 2.439e-05% | 2.054e-06% | 2.199e-07% | 2.937e-08% | 4.777e-09% | 9.245e-10% | 2.084e-10% | 5.373e-11% | 1.559e-11% | 5.015e-12% | 1.769e-12% | 6.767e-13% | 2.783e-13% | 1.221e-13% | 5.678e-14% | 2.781e-14%
547.887 | 236.8179 | 5.2 | 0% | 5.131e-55% | 2.793e-11% | 0.1108% | 7.365% | 2.734% | 0.2089% | 0.01091% | 0.0005964% | 3.961e-05% | 3.33e-06% | 3.539e-07% | 4.674e-08% | 7.503e-09% | 1.432e-09% | 3.184e-10% | 8.097e-11% | 2.317e-11% | 7.36e-12% | 2.564e-12% | 9.694e-13% | 3.942e-13% | 1.711e-13% | 7.876e-14% | 3.82e-14%
580.1077 | 250.7449 | 5.3 | 0% | 1.519e-58% | 2.293e-12% | 0.05073% | 6.664% | 3.367% | 0.2986% | 0.01676% | 0.0009476% | 6.37e-05% | 5.356e-06% | 5.655e-07% | 7.393e-08% | 1.173e-08% | 2.209e-09% | 4.846e-10% | 1.216e-10% | 3.434e-11% | 1.077e-11% | 3.707e-12% | 1.385e-12% | 5.573e-13% | 2.394e-13% | 1.091e-13% | 5.24e-14%
613.5674 | 265.2075 | 5.4 | 0% | 3.502e-62% | 1.684e-13% | 0.02182% | 5.794% | 4.033% | 0.4181% | 0.02536% | 0.001487% | 0.0001014% | 8.543e-06% | 8.975e-07% | 1.163e-07% | 1.823e-08% | 3.392e-09% | 7.346e-10% | 1.82e-10% | 5.075e-11% | 1.572e-11% | 5.347e-12% | 1.976e-12% | 7.861e-13% | 3.342e-13% | 1.508e-13% | 7.176e-14%
648.2896 | 280.2158 | 5.5 | 0% | 6.288e-66% | 1.107e-14% | 0.008815% | 4.839% | 4.699% | 0.5737% | 0.03778% | 0.002305% | 0.0001598% | 1.352e-05% | 1.414e-06% | 1.817e-07% | 2.82e-08% | 5.186e-09% | 1.109e-09% | 2.714e-10% | 7.476e-11% | 2.288e-11% | 7.693e-12% | 2.811e-12% | 1.107e-12% | 4.656e-13% | 2.08e-13% | 9.811e-14%
684.2977 | 295.7799 | 5.6 | 0% | 8.794e-70% | 6.511e-16% | 0.003346% | 3.884% | 5.324% | 0.7713% | 0.0554% | 0.003529% | 0.0002494% | 2.121e-05% | 2.214e-06% | 2.824e-07% | 4.34e-08% | 7.892e-09% | 1.668e-09% | 4.033e-10% | 1.098e-10% | 3.322e-11% | 1.104e-11% | 3.99e-12% | 1.554e-12% | 6.476e-13% | 2.866e-13% | 1.339e-13%
721.615 | 311.9098 | 5.7 | 0% | 9.577e-74% | 3.427e-17% | 0.001193% | 2.995% | 5.868% | 1.016% | 0.07998% | 0.005336% | 0.0003854% | 3.3e-05% | 3.44e-06% | 4.363e-07% | 6.645e-08% | 1.196e-08% | 2.5e-09% | 5.973e-10% | 1.607e-10% | 4.808e-11% | 1.58e-11% | 5.651e-12% | 2.179e-12% | 8.99e-13% | 3.941e-13% | 1.825e-13%
760.265 | 328.6158 | 5.8 | 0% | 8.123e-78% | 1.614e-18% | 0.0003996% | 2.218% | 6.29% | 1.311% | 0.1137% | 0.007971% | 0.0005894% | 5.092e-05% | 5.31e-06% | 6.7e-07% | 1.012e-07% | 1.804e-08% | 3.731e-09% | 8.815e-10% | 2.346e-10% | 6.94e-11% | 2.257e-11% | 7.986e-12% | 3.048e-12% | 1.246e-12% | 5.41e-13% | 2.484e-13%
800.2709 | 345.9079 | 5.9 | 0% | 5.366e-82% | 6.801e-20% | 0.0001257% | 1.579% | 6.557% | 1.658% | 0.1591% | 0.01176% | 0.0008926% | 7.794e-05% | 8.139e-06% | 1.023e-06% | 1.534e-07% | 2.709e-08% | 5.546e-09% | 1.297e-09% | 3.413e-10% | 9.989e-11% | 3.215e-11% | 1.126e-11% | 4.256e-12% | 1.722e-12% | 7.414e-13% | 3.374e-13%
841.6562 | 363.7963 | 6 | 0% | 2.76e-86% | 2.565e-21% | 3.717e-05% | 1.08% | 6.649% | 2.054% | 0.2191% | 0.01714% | 0.001338% | 0.0001183% | 1.239e-05% | 1.552e-06% | 2.313e-07% | 4.051e-08% | 8.213e-09% | 1.9e-09% | 4.951e-10% | 1.434e-10% | 4.567e-11% | 1.584e-11% | 5.929e-12% | 2.378e-12% | 1.014e-12% | 4.577e-13%
884.4443 | 382.2909 | 6.1 | 0% | 1.106e-90% | 8.655e-23% | 1.032e-05% | 0.7095% | 6.557% | 2.494% | 0.2971% | 0.02467% | 0.001987% | 0.0001781% | 1.873e-05% | 2.342e-06% | 3.471e-07% | 6.029e-08% | 1.211e-08% | 2.776e-09% | 7.159e-10% | 2.053e-10% | 6.473e-11% | 2.223e-11% | 8.244e-12% | 3.276e-12% | 1.385e-12% | 6.198e-13%
928.6586 | 401.402 | 6.2 | 0% | 3.451e-95% | 2.614e-24% | 2.692e-06% | 0.4479% | 6.29% | 2.966% | 0.3967% | 0.03507% | 0.002919% | 0.0002659% | 2.811e-05% | 3.512e-06% | 5.18e-07% | 8.935e-08% | 1.78e-08% | 4.04e-09% | 1.032e-09% | 2.93e-10% | 9.152e-11% | 3.113e-11% | 1.144e-11% | 4.504e-12% | 1.888e-12% | 8.379e-13%
974.3223 | 421.1397 | 6.3 | 0% | 8.386e-100% | 7.063e-26% | 6.598e-07% | 0.2717% | 5.868% | 3.457% | 0.5215% | 0.04924% | 0.004248% | 0.0003938% | 4.191e-05% | 5.237e-06% | 7.693e-07% | 1.318e-07% | 2.605e-08% | 5.861e-09% | 1.483e-09% | 4.172e-10% | 1.291e-10% | 4.35e-11% | 1.584e-11% | 6.182e-12% | 2.57e-12% | 1.131e-12%
1021.4589 | 441.5139 | 6.4 | 0% | 1.587e-104% | 1.708e-27% | 1.519e-07% | 0.1583% | 5.324% | 3.947% | 0.6749% | 0.0683% | 0.006119% | 0.0005783% | 6.205e-05% | 7.762e-06% | 1.137e-06% | 1.936e-07% | 3.797e-08% | 8.473e-09% | 2.125e-09% | 5.922e-10% | 1.815e-10% | 6.064e-11% | 2.188e-11% | 8.469e-12% | 3.491e-12% | 1.524e-12%
1070.0919 | 462.535 | 6.5 | 0% | 2.339e-109% | 3.695e-29% | 3.285e-08% | 0.08864% | 4.699% | 4.416% | 0.8598% | 0.09357% | 0.008727% | 0.0008423% | 9.123e-05% | 1.144e-05% | 1.671e-06% | 2.831e-07% | 5.514e-08% | 1.221e-08% | 3.035e-09% | 8.384e-10% | 2.547e-10% | 8.434e-11% | 3.017e-11% | 1.158e-11% | 4.735e-12% | 2.051e-12%
1120.2444 | 484.2129 | 6.6 | 0% | 2.685e-114% | 7.155e-31% | 6.674e-09% | 0.04768% | 4.033% | 4.841% | 1.078% | 0.1266% | 0.01232% | 0.001217% | 0.0001332% | 1.675e-05% | 2.443e-06% | 4.122e-07% | 7.977e-08% | 1.752e-08% | 4.321e-09% | 1.184e-09% | 3.566e-10% | 1.17e-10% | 4.152e-11% | 1.58e-11% | 6.411e-12% | 2.755e-12%
1171.9401 | 506.5577 | 6.7 | 0% | 2.401e-119% | 1.24e-32% | 1.274e-09% | 0.02464% | 3.367% | 5.199% | 1.332% | 0.1692% | 0.01723% | 0.001743% | 0.0001931% | 2.439e-05% | 3.555e-06% | 5.974e-07% | 1.149e-07% | 2.507e-08% | 6.134e-09% | 1.667e-09% | 4.978e-10% | 1.621e-10% | 5.702e-11% | 2.153e-11% | 8.664e-12% | 3.696e-12%
1225.2021 | 529.5796 | 6.8 | 0% | 1.671e-124% | 1.922e-34% | 2.284e-10% | 0.01224% | 2.734% | 5.471% | 1.619% | 0.2234% | 0.02384% | 0.002476% | 0.0002781% | 3.53e-05% | 5.146e-06% | 8.62e-07% | 1.65e-07% | 3.574e-08% | 8.681e-09% | 2.34e-09% | 6.933e-10% | 2.239e-10% | 7.814e-11% | 2.927e-11% | 1.169e-11% | 4.949e-12%
1280.0539 | 553.2887 | 6.9 | 0% | 9.063e-130% | 2.666e-36% | 3.846e-11% | 0.005839% | 2.159% | 5.641% | 1.938% | 0.2914% | 0.03267% | 0.00349% | 0.0003977% | 5.08e-05% | 7.411e-06% | 1.238e-06% | 2.358e-07% | 5.078e-08% | 1.225e-08% | 3.276e-09% | 9.632e-10% | 3.086e-10% | 1.069e-10% | 3.972e-11% | 1.574e-11% | 6.617e-12%
1336.5189 | 577.695 | 7 | 0% | 3.827e-135% | 3.31e-38% | 6.086e-12% | 0.002677% | 1.658% | 5.699% | 2.283% | 0.3753% | 0.04432% | 0.004877% | 0.0005647% | 7.267e-05% | 1.062e-05% | 1.771e-06% | 3.358e-07% | 7.19e-08% | 1.722e-08% | 4.574e-09% | 1.335e-09% | 4.243e-10% | 1.458e-10% | 5.379e-11% | 2.117e-11% | 8.832e-12%
1394.6205 | 602.8088 | 7.1 | 0% | 1.259e-140% | 3.677e-40% | 9.046e-13% | 0.001179% | 1.239% | 5.641% | 2.648% | 0.4774% | 0.05953% | 0.00676% | 0.0007963% | 0.0001033% | 1.514e-05% | 2.521e-06% | 4.764e-07% | 1.014e-07% | 2.415e-08% | 6.369e-09% | 1.845e-09% | 5.822e-10% | 1.986e-10% | 7.272e-11% | 2.841e-11% | 1.177e-11%
1454.382 | 628.64 | 7.2 | 0% | 3.224e-146% | 3.655e-42% | 1.263e-13% | 0.0004988% | 0.8998% | 5.471% | 3.025% | 0.5999% | 0.07915% | 0.009292% | 0.001115% | 0.0001461% | 2.147e-05% | 3.574e-06% | 6.731e-07% | 1.426e-07% | 3.375e-08% | 8.844e-09% | 2.544e-09% | 7.97e-10% | 2.699e-10% | 9.813e-11% | 3.806e-11% | 1.566e-11%
1515.8268 | 655.1988 | 7.3 | 0% | 6.43e-152% | 3.252e-44% | 1.657e-14% | 0.0002028% | 0.6359% | 5.199% | 3.401% | 0.7446% | 0.1042% | 0.01267% | 0.001551% | 0.0002053% | 3.03e-05% | 5.044e-06% | 9.474e-07% | 1.999e-07% | 4.704e-08% | 1.225e-08% | 3.499e-09% | 1.089e-09% | 3.661e-10% | 1.322e-10% | 5.091e-11% | 2.08e-11%
1578.9783 | 682.4953 | 7.4 | 0% | 9.989e-158% | 2.588e-46% | 2.042e-15% | 7.923e-05% | 0.437% | 4.841% | 3.764% | 0.9128% | 0.1358% | 0.01713% | 0.002142% | 0.0002868% | 4.254e-05% | 7.086e-06% | 1.328e-06% | 2.791e-07% | 6.534e-08% | 1.691e-08% | 4.801e-09% | 1.484e-09% | 4.955e-10% | 1.777e-10% | 6.797e-11% | 2.759e-11%
1643.8598 | 710.5396 | 7.5 | 0% | 1.209e-163% | 1.844e-48% | 2.363e-16% | 2.973e-05% | 0.2921% | 4.416% | 4.102% | 1.105% | 0.1753% | 0.02297% | 0.002938% | 0.0003983% | 5.942e-05% | 9.911e-06% | 1.855e-06% | 3.884e-07% | 9.049e-08% | 2.329e-08% | 6.57e-09% | 2.017e-09% | 6.693e-10% | 2.384e-10% | 9.059e-11% | 3.654e-11%
1710.4948 | 739.3418 | 7.6 | 0% | 1.139e-169% | 1.175e-50% | 2.57e-17% | 1.072e-05% | 0.1899% | 3.947% | 4.401% | 1.322% | 0.2239% | 0.03055% | 0.004002% | 0.0005498% | 8.257e-05% | 1.38e-05% | 2.58e-06% | 5.387e-07% | 1.249e-07% | 3.198e-08% | 8.969e-09% | 2.737e-09% | 9.021e-10% | 3.192e-10% | 1.205e-10% | 4.831e-11%
1778.9067 | 768.9121 | 7.7 | 0% | 8.357e-176% | 6.702e-53% | 2.625e-18% | 3.715e-06% | 0.1201% | 3.457% | 4.648% | 1.562% | 0.2833% | 0.04029% | 0.005414% | 0.0007546% | 0.0001142% | 1.913e-05% | 3.575e-06% | 7.444e-07% | 1.72e-07% | 4.379e-08% | 1.221e-08% | 3.704e-09% | 1.213e-09% | 4.267e-10% | 1.601e-10% | 6.376e-11%
1849.1187 | 799.2604 | 7.8 | 0% | 4.776e-182% | 3.421e-55% | 2.519e-19% | 1.237e-06% | 0.07386% | 2.966% | 4.833% | 1.822% | 0.3547% | 0.0527% | 0.007272% | 0.001029% | 0.000157% | 2.641e-05% | 4.935e-06% | 1.025e-06% | 2.359e-07% | 5.981e-08% | 1.659e-08% | 5.002e-09% | 1.629e-09% | 5.693e-10% | 2.123e-10% | 8.403e-11%
1921.1544 | 830.397 | 7.9 | 0% | 2.126e-188% | 1.562e-57% | 2.271e-20% | 3.955e-07% | 0.04418% | 2.494% | 4.948% | 2.1% | 0.4398% | 0.06838% | 0.009701% | 0.001396% | 0.0002149% | 3.629e-05% | 6.785e-06% | 1.407e-06% | 3.227e-07% | 8.145e-08% | 2.248e-08% | 6.74e-09% | 2.182e-09% | 7.58e-10% | 2.81e-10% | 1.106e-10%
1995.037 | 862.3319 | 8 | 0% | 7.368e-195% | 6.384e-60% | 1.924e-21% | 1.215e-07% | 0.0257% | 2.054% | 4.987% | 2.391% | 0.5399% | 0.08798% | 0.01285% | 0.001882% | 0.0002927% | 4.964e-05% | 9.292e-06% | 1.925e-06% | 4.401e-07% | 1.106e-07% | 3.038e-08% | 9.061e-09% | 2.917e-09% | 1.007e-09% | 3.713e-10% | 1.452e-10%
2070.79 | 895.0753 | 8.1 | 0% | 1.989e-201% | 2.335e-62% | 1.53e-22% | 3.588e-08% | 0.01454% | 1.658% | 4.948% | 2.689% | 0.6562% | 0.1123% | 0.01691% | 0.002523% | 0.0003965% | 6.761e-05% | 1.268e-05% | 2.623e-06% | 5.983e-07% | 1.498e-07% | 4.096e-08% | 1.215e-08% | 3.891e-09% | 1.337e-09% | 4.897e-10% | 1.905e-10%
2148.4366 | 928.6372 | 8.2 | 0% | 4.182e-208% | 7.64e-65% | 1.144e-23% | 1.018e-08% | 0.008005% | 1.311% | 4.833% | 2.986% | 0.7895% | 0.1421% | 0.02209% | 0.003362% | 0.0005344% | 9.166e-05% | 1.722e-05% | 3.563e-06% | 8.109e-07% | 2.023e-07% | 5.508e-08% | 1.626e-08% | 5.18e-09% | 1.77e-09% | 6.449e-10% | 2.494e-10%
2228.0004 | 963.0277 | 8.3 | 0% | 6.847e-215% | 2.237e-67% | 8.031e-25% | 2.773e-09% | 0.004285% | 1.016% | 4.648% | 3.276% | 0.9405% | 0.1783% | 0.02866% | 0.004453% | 0.0007165% | 0.0001237% | 2.331e-05% | 4.823e-06% | 1.096e-06% | 2.725e-07% | 7.389e-08% | 2.172e-08% | 6.883e-09% | 2.339e-09% | 8.477e-10% | 3.261e-10%
2309.5047 | 998.257 | 8.4 | 0% | 8.732e-222% | 5.862e-70% | 5.297e-26% | 7.262e-10% | 0.002231% | 0.7713% | 4.401% | 3.549% | 1.109% | 0.222% | 0.03693% | 0.005863% | 0.0009559% | 0.0001663% | 3.143e-05% | 6.506e-06% | 1.476e-06% | 3.66e-07% | 9.887e-08% | 2.893e-08% | 9.125e-09% | 3.085e-09% | 1.112e-09% | 4.256e-10%
2392.9728 | 1034.3352 | 8.5 | 0% | 8.672e-229% | 1.375e-72% | 3.282e-27% | 1.827e-10% | 0.001129% | 0.5737% | 4.102% | 3.799% | 1.295% | 0.2741% | 0.04726% | 0.007675% | 0.001269% | 0.0002225% | 4.222e-05% | 8.745e-06% | 1.982e-06% | 4.903e-07% | 1.32e-07% | 3.846e-08% | 1.207e-08% | 4.062e-09% | 1.457e-09% | 5.547e-10%
2478.4282 | 1071.2723 | 8.6 | 0% | 6.707e-236% | 2.884e-75% | 1.91e-28% | 4.416e-11% | 0.0005562% | 0.4181% | 3.764% | 4.016% | 1.497% | 0.3356% | 0.06005% | 0.009986% | 0.001676% | 0.0002963% | 5.648e-05% | 1.172e-05% | 2.653e-06% | 6.549e-07% | 1.757e-07% | 5.1e-08% | 1.594e-08% | 5.338e-09% | 1.905e-09% | 7.217e-10%
2565.8942 | 1109.0784 | 8.7 | 0% | 4.04e-243% | 5.415e-78% | 1.045e-29% | 1.026e-11% | 0.0002664% | 0.2986% | 3.401% | 4.193% | 1.714% | 0.4075% | 0.07578% | 0.01292% | 0.002201% | 0.000393% | 7.526e-05% | 1.564e-05% | 3.54e-06% | 8.723e-07% | 2.333e-07% | 6.749e-08% | 2.1e-08% | 7.001e-09% | 2.487e-09% | 9.375e-10%
2655.3942 | 1147.7638 | 8.8 | 0% | 1.895e-250% | 9.099e-81% | 5.366e-31% | 2.288e-12% | 0.0001241% | 0.2089% | 3.025% | 4.325% | 1.942% | 0.4908% | 0.09497% | 0.01661% | 0.002878% | 0.0005188% | 9.99e-05% | 2.081e-05% | 4.71e-06% | 1.159e-06% | 3.091e-07% | 8.909e-08% | 2.762e-08% | 9.165e-09% | 3.241e-09% | 1.216e-09%
2746.9516 | 1187.3384 | 8.9 | 0% | 6.924e-258% | 1.368e-83% | 2.589e-32% | 4.906e-13% | 5.623e-05% | 0.1432% | 2.648% | 4.405% | 2.179% | 0.5863% | 0.1182% | 0.02124% | 0.003742% | 0.0006818% | 0.0001321% | 2.759e-05% | 6.247e-06% | 1.535e-06% | 4.085e-07% | 1.174e-07% | 3.624e-08% | 1.198e-08% | 4.216e-09% | 1.574e-09%
2840.5898 | 1227.8125 | 9 | 0% | 1.97e-265% | 1.84e-86% | 1.174e-33% | 1.01e-13% | 2.478e-05% | 0.0962% | 2.283% | 4.433% | 2.42% | 0.6945% | 0.1461% | 0.02699% | 0.004842% | 0.0008922% | 0.000174% | 3.645e-05% | 8.26e-06% | 2.028e-06% | 5.385e-07% | 1.542e-07% | 4.745e-08% | 1.562e-08% | 5.475e-09% | 2.035e-09%
2936.3321 | 1269.196 | 9.1 | 0% | 4.366e-273% | 2.215e-89% | 4.999e-35% | 2e-14% | 1.062e-05% | 0.06331% | 1.938% | 4.405% | 2.661% | 0.816% | 0.1793% | 0.03409% | 0.006233% | 0.001162% | 0.0002282% | 4.799e-05% | 1.089e-05% | 2.671e-06% | 7.081e-07% | 2.022e-07% | 6.201e-08% | 2.033e-08% | 7.097e-09% | 2.627e-09%
3034.2019 | 1311.4991 | 9.2 | 0% | 7.535e-281% | 2.387e-92% | 2e-36% | 3.802e-15% | 4.427e-06% | 0.04083% | 1.619% | 4.325% | 2.897% | 0.9507% | 0.2185% | 0.04281% | 0.007984% | 0.001507% | 0.0002982% | 6.296e-05% | 1.431e-05% | 3.509e-06% | 9.287e-07% | 2.646e-07% | 8.087e-08% | 2.642e-08% | 9.185e-09% | 3.385e-09%
3134.2226 | 1354.7319 | 9.3 | 0% | 1.013e-288% | 2.301e-95% | 7.515e-38% | 6.946e-16% | 1.795e-06% | 0.02579% | 1.332% | 4.193% | 3.123% | 1.099% | 0.2645% | 0.05345% | 0.01017% | 0.001946% | 0.0003882% | 8.233e-05% | 1.874e-05% | 4.597e-06% | 1.215e-06% | 3.454e-07% | 1.052e-07% | 3.426e-08% | 1.187e-08% | 4.355e-09%
3236.4176 | 1398.9045 | 9.4 | 0% | 1.06e-296% | 1.985e-98% | 2.653e-39% | 1.219e-16% | 7.078e-07% | 0.01597% | 1.078% | 4.016% | 3.332% | 1.259% | 0.3179% | 0.06634% | 0.0129% | 0.002502% | 0.0005034% | 0.0001073% | 2.448e-05% | 6.006e-06% | 1.586e-06% | 4.498e-07% | 1.367e-07% | 4.434e-08% | 1.53e-08% | 5.595e-09%
3340.8102 | 1444.027 | 9.5 | 0% | 8.641e-305% | 1.532e-101% | 8.799e-41% | 2.056e-17% | 2.715e-07% | 0.009684% | 0.8598% | 3.799% | 3.521% | 1.431% | 0.3795% | 0.08184% | 0.01627% | 0.003202% | 0.0006501% | 0.0001393% | 3.187e-05% | 7.825e-06% | 2.064e-06% | 5.844e-07% | 1.771e-07% | 5.729e-08% | 1.97e-08% | 7.175e-09%
3447.4239 | 1490.1096 | 9.6 | 0% | 0% | 1.058e-104% | 2.742e-42% | 3.331e-18% | 1.013e-07% | 0.005755% | 0.6749% | 3.549% | 3.683% | 1.614% | 0.4499% | 0.1004% | 0.02041% | 0.004079% | 0.0008364% | 0.0001803% | 4.137e-05% | 1.017e-05% | 2.681e-06% | 7.577e-07% | 2.291e-07% | 7.387e-08% | 2.532e-08% | 9.187e-09%
3556.282 | 1537.1622 | 9.7 | 0% | 0% | 6.54e-108% | 8.024e-44% | 5.186e-19% | 3.674e-08% | 0.003351% | 0.5215% | 3.276% | 3.814% | 1.804% | 0.5297% | 0.1224% | 0.02549% | 0.005174% | 0.001072% | 0.0002325% | 5.353e-05% | 1.317e-05% | 3.472e-06% | 9.801e-07% | 2.957e-07% | 9.508e-08% | 3.248e-08% | 1.174e-08%
3667.4079 | 1585.1951 | 9.8 | 0% | 0% | 3.617e-111% | 2.206e-45% | 7.756e-20% | 1.296e-08% | 0.001912% | 0.3967% | 2.986% | 3.91% | 2% | 0.6193% | 0.1483% | 0.03166% | 0.006534% | 0.001368% | 0.0002988% | 6.905e-05% | 1.702e-05% | 4.486e-06% | 1.265e-06% | 3.809e-07% | 1.221e-07% | 4.159e-08% | 1.499e-08%
3780.825 | 1634.2184 | 9.9 | 0% | 0% | 1.79e-114% | 5.698e-47% | 1.115e-20% | 4.449e-09% | 0.001069% | 0.2971% | 2.689% | 3.97% | 2.2% | 0.719% | 0.1787% | 0.03912% | 0.008215% | 0.00174% | 0.0003826% | 8.88e-05% | 2.193e-05% | 5.782e-06% | 1.629e-06% | 4.895e-07% | 1.566e-07% | 5.318e-08% | 1.91e-08%
3896.5566 | 1684.2421 | 10 | 0% | 0% | 7.928e-118% | 1.383e-48% | 1.539e-21% | 1.485e-09% | 0.0005853% | 0.2191% | 2.391% | 3.989% | 2.399% | 0.829% | 0.2141% | 0.0481% | 0.01028% | 0.002204% | 0.0004883% | 0.0001138% | 2.818e-05% | 7.434e-06% | 2.093e-06% | 6.279e-07% | 2.004e-07% | 6.787e-08% | 2.43e-08%
4014.6262 | 1735.2763 | 10.1 | 0% | 0% | 3.142e-121% | 3.152e-50% | 2.041e-22% | 4.822e-10% | 0.0003141% | 0.1591% | 2.1% | 3.97% | 2.595% | 0.9492% | 0.2549% | 0.05884% | 0.01281% | 0.00278% | 0.0006211% | 0.0001455% | 3.61e-05% | 9.533e-06% | 2.682e-06% | 8.038e-07% | 2.56e-07% | 8.647e-08% | 3.087e-08%
4135.0571 | 1787.3311 | 10.2 | 0% | 0% | 1.114e-124% | 6.749e-52% | 2.602e-23% | 1.522e-10% | 0.0001651% | 0.1137% | 1.822% | 3.91% | 2.784% | 1.079% | 0.3017% | 0.07161% | 0.01589% | 0.003494% | 0.0007872% | 0.0001854% | 4.613e-05% | 1.219e-05% | 3.431e-06% | 1.027e-06% | 3.264e-07% | 1.1e-07% | 3.915e-08%
4257.8726 | 1840.4168 | 10.3 | 0% | 0% | 3.536e-128% | 1.358e-53% | 3.186e-24% | 4.676e-11% | 8.508e-05% | 0.07998% | 1.562% | 3.814% | 2.962% | 1.219% | 0.355% | 0.08671% | 0.01963% | 0.004374% | 0.0009944% | 0.0002355% | 5.879e-05% | 1.556e-05% | 4.378e-06% | 1.309e-06% | 4.154e-07% | 1.396e-07% | 4.957e-08%
4383.0963 | 1894.5433 | 10.4 | 0% | 0% | 1.004e-131% | 2.565e-55% | 3.749e-25% | 1.397e-11% | 4.294e-05% | 0.0554% | 1.322% | 3.683% | 3.125% | 1.367% | 0.4153% | 0.1045% | 0.02414% | 0.005454% | 0.001252% | 0.0002982% | 7.47e-05% | 1.981e-05% | 5.573e-06% | 1.665e-06% | 5.276e-07% | 1.77e-07% | 6.267e-08%
4510.7514 | 1949.7207 | 10.5 | 0% | 0% | 2.551e-135% | 4.554e-57% | 4.238e-26% | 4.057e-12% | 2.124e-05% | 0.03778% | 1.105% | 3.521% | 3.271% | 1.522% | 0.483% | 0.1252% | 0.02955% | 0.006775% | 0.00157% | 0.0003765% | 9.467e-05% | 2.515e-05% | 7.08e-06% | 2.114e-06% | 6.689e-07% | 2.239e-07% | 7.909e-08%
4640.8613 | 2000 | 10.6 | 0% | 0% | 5.801e-139% | 7.595e-59% | 4.602e-27% | 1.146e-12% | 1.029e-05% | 0.02536% | 0.9128% | 3.332% | 3.395% | 1.683% | 0.5583% | 0.1493% | 0.03601% | 0.008382% | 0.001963% | 0.0004738% | 0.0001196% | 3.185e-05% | 8.973e-06% | 2.678e-06% | 8.463e-07% | 2.828e-07% | 9.967e-08%
4773.4494 | 2000 | 10.7 | 0% | 0% | 1.18e-142% | 1.19e-60% | 4.803e-28% | 3.15e-13% | 4.886e-06% | 0.01676% | 0.7446% | 3.123% | 3.494% | 1.849% | 0.6416% | 0.1771% | 0.04369% | 0.01033% | 0.002445% | 0.0005944% | 0.0001508% | 4.024e-05% | 1.135e-05% | 3.386e-06% | 1.069e-06% | 3.565e-07% | 1.254e-07%
4908.5392 | 2000 | 10.8 | 0% | 0% | 2.149e-146% | 1.751e-62% | 4.815e-29% | 8.42e-14% | 2.273e-06% | 0.01091% | 0.5999% | 2.897% | 3.567% | 2.016% | 0.733% | 0.2091% | 0.05277% | 0.01268% | 0.003035% | 0.0007435% | 0.0001895% | 5.07e-05% | 1.431e-05% | 4.272e-06% | 1.347e-06% | 4.487e-07% | 1.575e-07%
5046.1538 | 2000 | 10.9 | 0% | 0% | 3.501e-150% | 2.421e-64% | 4.638e-30% | 2.189e-14% | 1.036e-06% | 0.006988% | 0.4774% | 2.661% | 3.612% | 2.184% | 0.8324% | 0.2455% | 0.06346% | 0.01551% | 0.003755% | 0.0009271% | 0.0002375% | 6.374e-05% | 1.802e-05% | 5.378e-06% | 1.695e-06% | 5.638e-07% | 1.975e-07%
5186.3169 | 2000 | 11 | 0% | 0% | 5.105e-154% | 3.144e-66% | 4.293e-31% | 5.535e-15% | 4.627e-07% | 0.004407% | 0.3753% | 2.42% | 3.627% | 2.349% | 0.9397% | 0.2869% | 0.07597% | 0.01889% | 0.004629% | 0.001152% | 0.0002968% | 7.992e-05% | 2.263e-05% | 6.758e-06% | 2.129e-06% | 7.072e-07% | 2.473e-07%
5329.0517 | 2000 | 11.1 | 0% | 0% | 6.66e-158% | 3.836e-68% | 3.817e-32% | 1.361e-15% | 2.025e-07% | 0.002737% | 0.2914% | 2.179% | 3.612% | 2.509% | 1.055% | 0.3335% | 0.09055% | 0.02292% | 0.005688% | 0.001428% | 0.0003699% | 9.996e-05% | 2.836e-05% | 8.473e-06% | 2.669e-06% | 8.855e-07% | 3.091e-07%
5474.3815 | 2000 | 11.2 | 0% | 0% | 7.774e-162% | 4.397e-70% | 3.261e-33% | 3.255e-16% | 8.68e-08% | 0.001673% | 0.2234% | 1.942% | 3.567% | 2.662% | 1.177% | 0.3856% | 0.1075% | 0.0277% | 0.006964% | 0.001764% | 0.0004598% | 0.0001247% | 3.546e-05% | 1.06e-05% | 3.339e-06% | 1.107e-06% | 3.858e-07%
5622.3299 | 2000 | 11.3 | 0% | 0% | 8.122e-166% | 4.734e-72% | 2.677e-34% | 7.573e-17% | 3.646e-08% | 0.001007% | 0.1692% | 1.714% | 3.494% | 2.804% | 1.305% | 0.4437% | 0.1269% | 0.03335% | 0.008497% | 0.002173% | 0.0005699% | 0.0001552% | 4.423e-05% | 1.324e-05% | 4.169e-06% | 1.381e-06% | 4.808e-07%
5772.9201 | 2000 | 11.4 | 0% | 0% | 7.592e-170% | 4.789e-74% | 2.111e-35% | 1.713e-17% | 1.501e-08% | 0.0005965% | 0.1266% | 1.497% | 3.395% | 2.934% | 1.439% | 0.508% | 0.1493% | 0.03999% | 0.01033% | 0.002668% | 0.0007044% | 0.0001927% | 5.505e-05% | 1.65e-05% | 5.196e-06% | 1.72e-06% | 5.981e-07%
5926.1756 | 2000 | 11.5 | 0% | 0% | 6.351e-174% | 4.55e-76% | 1.6e-36% | 3.77e-18% | 6.052e-09% | 0.0003479% | 0.09357% | 1.295% | 3.271% | 3.048% | 1.577% | 0.5786% | 0.1748% | 0.04777% | 0.01252% | 0.003266% | 0.0008682% | 0.0002386% | 6.836e-05% | 2.052e-05% | 6.464e-06% | 2.139e-06% | 7.429e-07%
6082.1197 | 2000 | 11.6 | 0% | 0% | 4.753e-178% | 4.062e-78% | 1.165e-37% | 8.069e-19% | 2.391e-09% | 0.0001998% | 0.0683% | 1.109% | 3.125% | 3.145% | 1.718% | 0.6556% | 0.2038% | 0.05683% | 0.01512% | 0.003985% | 0.001067% | 0.0002947% | 8.47e-05% | 2.546e-05% | 8.026e-06% | 2.655e-06% | 9.213e-07%
6240.7758 | 2000 | 11.7 | 0% | 0% | 3.184e-182% | 3.406e-80% | 8.147e-39% | 1.68e-19% | 9.257e-10% | 0.000113% | 0.04924% | 0.9405% | 2.962% | 3.222% | 1.861% | 0.7391% | 0.2365% | 0.06736% | 0.01819% | 0.004848% | 0.001308% | 0.0003631% | 0.0001047% | 3.153e-05% | 9.947e-06% | 3.29e-06% | 1.141e-06%
6402.1672 | 2000 | 11.8 | 0% | 0% | 1.908e-186% | 2.683e-82% | 5.475e-40% | 3.401e-20% | 3.511e-10% | 6.287e-05% | 0.03507% | 0.7895% | 2.784% | 3.279% | 2.004% | 0.829% | 0.2732% | 0.07953% | 0.02181% | 0.00588% | 0.001599% | 0.0004463% | 0.0001291% | 3.897e-05% | 1.23e-05% | 4.07e-06% | 1.41e-06%
6566.3175 | 2000 | 11.9 | 0% | 0% | 1.024e-190% | 1.985e-84% | 3.535e-41% | 6.696e-21% | 1.305e-10% | 3.445e-05% | 0.02467% | 0.6562% | 2.595% | 3.313% | 2.145% | 0.9251% | 0.3143% | 0.09352% | 0.02607% | 0.007109% | 0.001949% | 0.0005472% | 0.0001589% | 4.806e-05% | 1.519e-05% | 5.025e-06% | 1.74e-06%
6733.2499 | 2000 | 12 | 0% | 0% | 4.912e-195% | 1.38e-86% | 2.193e-42% | 1.282e-21% | 4.752e-11% | 1.858e-05% | 0.01714% | 0.5399% | 2.399% | 3.325% | 2.283% | 1.027% | 0.3599% | 0.1096% | 0.03105% | 0.008568% | 0.00237% | 0.0006692% | 0.0001951% | 5.915e-05% | 1.872e-05% | 6.195e-06% | 2.144e-06%
6902.9878 | 2000 | 12.1 | 0% | 0% | 2.11e-199% | 9.014e-89% | 1.307e-43% | 2.389e-22% | 1.695e-11% | 9.87e-06% | 0.01176% | 0.4398% | 2.2% | 3.313% | 2.415% | 1.135% | 0.4104% | 0.1278% | 0.03685% | 0.0103% | 0.002873% | 0.0008163% | 0.000239% | 7.265e-05% | 2.302e-05% | 7.623e-06% | 2.638e-06%
7075.5546 | 2000 | 12.2 | 0% | 0% | 8.107e-204% | 5.53e-91% | 7.487e-45% | 4.328e-23% | 5.927e-12% | 5.161e-06% | 0.007971% | 0.3547% | 2% | 3.279% | 2.539% | 1.247% | 0.4658% | 0.1486% | 0.04358% | 0.01233% | 0.003473% | 0.0009933% | 0.0002921% | 8.905e-05% | 2.827e-05% | 9.364e-06% | 3.24e-06%
7250.9737 | 2000 | 12.3 | 0% | 0% | 2.788e-208% | 3.187e-93% | 4.119e-46% | 7.626e-24% | 2.03e-12% | 2.656e-06% | 0.005336% | 0.2833% | 1.804% | 3.222% | 2.655% | 1.363% | 0.5263% | 0.172% | 0.05137% | 0.01473% | 0.004187% | 0.001206% | 0.0003562% | 0.0001089% | 3.464e-05% | 1.148e-05% | 3.974e-06%
7429.2684 | 2000 | 12.4 | 0% | 0% | 8.579e-213% | 1.726e-95% | 2.178e-47% | 1.307e-24% | 6.813e-13% | 1.346e-06% | 0.003529% | 0.2239% | 1.614% | 3.145% | 2.759% | 1.483% | 0.5921% | 0.1984% | 0.06033% | 0.01753% | 0.005034% | 0.00146% | 0.0004334% | 0.000133% | 4.236e-05% | 1.406e-05% | 4.865e-06%
7610.4622 | 2000 | 12.5 | 0% | 0% | 2.362e-217% | 8.776e-98% | 1.106e-48% | 2.178e-25% | 2.24e-13% | 6.717e-07% | 0.002305% | 0.1753% | 1.431% | 3.048% | 2.85% | 1.605% | 0.6632% | 0.2279% | 0.07062% | 0.02081% | 0.006036% | 0.001763% | 0.0005262% | 0.000162% | 5.171e-05% | 1.718e-05% | 5.947e-06%
7794.5784 | 2000 | 12.6 | 0% | 0% | 5.821e-222% | 4.193e-100% | 5.398e-50% | 3.531e-26% | 7.218e-14% | 3.299e-07% | 0.001487% | 0.1358% | 1.259% | 2.934% | 2.927% | 1.728% | 0.7395% | 0.2608% | 0.08238% | 0.02462% | 0.007217% | 0.002124% | 0.0006373% | 0.0001969% | 6.3e-05% | 2.096e-05% | 7.258e-06%
7981.6404 | 2000 | 12.7 | 0% | 0% | 1.284e-226% | 1.882e-102% | 2.531e-51% | 5.568e-27% | 2.278e-14% | 1.595e-07% | 0.0009476% | 0.1042% | 1.099% | 2.804% | 2.988% | 1.852% | 0.8209% | 0.2972% | 0.09576% | 0.02904% | 0.008605% | 0.002552% | 0.0007701% | 0.0002388% | 7.662e-05% | 2.552e-05% | 8.843e-06%
8171.6715 | 2000 | 12.8 | 0% | 0% | 2.533e-231% | 7.936e-105% | 1.14e-52% | 8.539e-28% | 7.047e-15% | 7.595e-08% | 0.0005964% | 0.07915% | 0.9507% | 2.662% | 3.033% | 1.974% | 0.9072% | 0.3374% | 0.1109% | 0.03415% | 0.01023% | 0.00306% | 0.0009286% | 0.0002891% | 9.3e-05% | 3.103e-05% | 1.076e-05%
8364.6953 | 2000 | 12.9 | 0% | 0% | 4.471e-236% | 3.143e-107% | 4.935e-54% | 1.274e-28% | 2.135e-15% | 3.56e-08% | 0.0003708% | 0.05953% | 0.816% | 2.509% | 3.06% | 2.093% | 0.9982% | 0.3816% | 0.1281% | 0.04003% | 0.01213% | 0.003658% | 0.001117% | 0.0003493% | 0.0001127% | 3.765e-05% | 1.307e-05%
8560.7349 | 2000 | 13 | 0% | 0% | 7.064e-241% | 1.17e-109% | 2.052e-55% | 1.848e-29% | 6.341e-16% | 1.643e-08% | 0.0002277% | 0.04432% | 0.6945% | 2.349% | 3.069% | 2.208% | 1.093% | 0.4299% | 0.1473% | 0.04679% | 0.01434% | 0.004363% | 0.001341% | 0.0004211% | 0.0001362% | 4.561e-05% | 1.585e-05%
8759.8139 | 2000 | 13.1 | 0% | 0% | 9.987e-246% | 4.089e-112% | 8.2e-57% | 2.607e-30% | 1.845e-16% | 7.461e-09% | 0.0001381% | 0.03267% | 0.5863% | 2.184% | 3.06% | 2.318% | 1.192% | 0.4824% | 0.1689% | 0.05451% | 0.01692% | 0.005191% | 0.001606% | 0.0005067% | 0.0001644% | 5.516e-05% | 1.918e-05%
8961.9556 | 2000 | 13.2 | 0% | 0% | 1.264e-250% | 1.343e-114% | 3.148e-58% | 3.577e-31% | 5.258e-17% | 3.337e-09% | 8.273e-05% | 0.02384% | 0.4908% | 2.016% | 3.033% | 2.42% | 1.295% | 0.5392% | 0.193% | 0.06331% | 0.01989% | 0.006161% | 0.001918% | 0.0006083% | 0.0001981% | 6.66e-05% | 2.319e-05%
9167.1833 | 2000 | 13.3 | 0% | 0% | 1.43e-255% | 4.142e-117% | 1.161e-59% | 4.775e-32% | 1.469e-17% | 1.469e-09% | 4.896e-05% | 0.01723% | 0.4075% | 1.849% | 2.988% | 2.515% | 1.399% | 0.6004% | 0.2197% | 0.07331% | 0.02333% | 0.007294% | 0.002287% | 0.0007289% | 0.0002382% | 8.026e-05% | 2.798e-05%
9375.5205 | 2000 | 13.4 | 0% | 0% | 1.449e-260% | 1.2e-119% | 4.114e-61% | 6.198e-33% | 4.019e-18% | 6.369e-10% | 2.861e-05% | 0.01232% | 0.3356% | 1.683% | 2.927% | 2.6% | 1.506% | 0.6659% | 0.2493% | 0.08462% | 0.02728% | 0.008613% | 0.00272% | 0.0008715% | 0.0002859% | 9.656e-05% | 3.372e-05%
9586.9905 | 2000 | 13.5 | 0% | 0% | 1.313e-265% | 3.268e-122% | 1.401e-62% | 7.825e-34% | 1.077e-18% | 2.718e-10% | 1.652e-05% | 0.008727% | 0.2741% | 1.522% | 2.85% | 2.674% | 1.613% | 0.7356% | 0.2819% | 0.09738% | 0.03181% | 0.01015% | 0.003228% | 0.00104% | 0.0003424% | 0.000116% | 4.056e-05%
9801.6168 | 2000 | 13.6 | 0% | 0% | 1.065e-270% | 8.357e-125% | 4.582e-64% | 9.609e-35% | 2.831e-19% | 1.142e-10% | 9.42e-06% | 0.006119% | 0.222% | 1.367% | 2.759% | 2.736% | 1.721% | 0.8095% | 0.3176% | 0.1117% | 0.03699% | 0.01192% | 0.003822% | 0.001238% | 0.0004094% | 0.000139% | 4.872e-05%
10019.4226 | 2000 | 13.7 | 0% | 0% | 7.733e-276% | 2.008e-127% | 1.44e-65% | 1.148e-35% | 7.286e-20% | 4.723e-11% | 5.305e-06% | 0.004248% | 0.1783% | 1.219% | 2.655% | 2.785% | 1.827% | 0.8873% | 0.3566% | 0.1278% | 0.0429% | 0.01397% | 0.004515% | 0.001471% | 0.0004885% | 0.0001664% | 5.842e-05%
10240.4314 | 2000 | 13.8 | 0% | 0% | 5.023e-281% | 4.531e-130% | 4.349e-67% | 1.333e-36% | 1.837e-20% | 1.923e-11% | 2.951e-06% | 0.002919% | 0.1421% | 1.079% | 2.539% | 2.821% | 1.931% | 0.9688% | 0.3991% | 0.1457% | 0.04962% | 0.01633% | 0.005322% | 0.001745% | 0.0005819% | 0.0001988% | 6.994e-05%
10464.6665 | 2000 | 13.9 | 0% | 0% | 2.919e-286% | 9.607e-133% | 1.262e-68% | 1.506e-37% | 4.54e-21% | 7.71e-12% | 1.622e-06% | 0.001987% | 0.1123% | 0.9492% | 2.415% | 2.842% | 2.033% | 1.054% | 0.445% | 0.1656% | 0.05723% | 0.01905% | 0.006259% | 0.002065% | 0.0006917% | 0.0002371% | 8.36e-05%
10692.1514 | 2000 | 14 | 0% | 0% | 1.518e-291% | 1.913e-135% | 3.517e-70% | 1.655e-38% | 1.099e-21% | 3.043e-12% | 8.802e-07% | 0.001338% | 0.08798% | 0.829% | 2.283% | 2.85% | 2.13% | 1.142% | 0.4946% | 0.1876% | 0.06582% | 0.02216% | 0.007344% | 0.002438% | 0.0008208% | 0.0002823% | 9.977e-05%
10922.9094 | 2000 | 14.1 | 0% | 0% | 7.067e-297% | 3.58e-138% | 9.421e-72% | 1.769e-39% | 2.608e-22% | 1.182e-12% | 4.719e-07% | 0.0008926% | 0.06838% | 0.719% | 2.145% | 2.842% | 2.221% | 1.232% | 0.5477% | 0.212% | 0.07549% | 0.02571% | 0.008598% | 0.002874% | 0.0009721% | 0.0003356% | 0.0001189%
11156.9639 | 2000 | 14.2 | 0% | 0% | 2.943e-302% | 6.293e-141% | 2.424e-73% | 1.839e-40% | 6.061e-23% | 4.523e-13% | 2.499e-07% | 0.0005894% | 0.0527% | 0.6193% | 2.004% | 2.821% | 2.307% | 1.324% | 0.6045% | 0.2387% | 0.08635% | 0.02976% | 0.01004% | 0.00338% | 0.001149% | 0.0003982% | 0.0001414%
11394.3382 | 2000 | 14.3 | 0% | 0% | 0% | 1.039e-143% | 5.994e-75% | 1.859e-41% | 1.38e-23% | 1.703e-13% | 1.307e-07% | 0.0003854% | 0.04029% | 0.5297% | 1.861% | 2.785% | 2.385% | 1.418% | 0.6648% | 0.268% | 0.09849% | 0.03436% | 0.0117% | 0.003967% | 0.001356% | 0.0004716% | 0.000168%
11635.0558 | 2000 | 14.4 | 0% | 0% | 0% | 1.612e-146% | 1.424e-76% | 1.828e-42% | 3.08e-24% | 6.315e-14% | 6.751e-08% | 0.0002494% | 0.03055% | 0.4499% | 1.718% | 2.736% | 2.455% | 1.512% | 0.7287% | 0.2999% | 0.112% | 0.03958% | 0.01361% | 0.004646% | 0.001597% | 0.0005576% | 0.0001992%
11879.14 | 2000 | 14.5 | 0% | 0% | 0% | 2.349e-149% | 3.249e-78% | 1.748e-43% | 6.733e-25% | 2.305e-14% | 3.445e-08% | 0.0001598% | 0.02297% | 0.3795% | 1.577% | 2.674% | 2.516% | 1.607% | 0.7959% | 0.3347% | 0.1271% | 0.04547% | 0.01579% | 0.00543% | 0.001877% | 0.0006582% | 0.0002358%
12126.6142 | 2000 | 14.6 | 0% | 0% | 0% | 3.215e-152% | 7.125e-80% | 1.626e-44% | 1.442e-25% | 8.284e-15% | 1.736e-08% | 0.0001014% | 0.01713% | 0.3179% | 1.439% | 2.6% | 2.567% | 1.7% | 0.8663% | 0.3723% | 0.1438% | 0.0521% | 0.01827% | 0.006334% | 0.002202% | 0.0007755% | 0.0002787%
12377.5018 | 2000 | 14.7 | 0% | 0% | 0% | 4.135e-155% | 1.501e-81% | 1.471e-45% | 3.027e-26% | 2.931e-15% | 8.643e-09% | 6.37e-05% | 0.01267% | 0.2645% | 1.305% | 2.515% | 2.607% | 1.792% | 0.9397% | 0.4128% | 0.1622% | 0.05956% | 0.0211% | 0.007373% | 0.002578% | 0.0009122% | 0.0003289%
12631.8261 | 2000 | 14.8 | 0% | 0% | 0% | 4.995e-158% | 3.038e-83% | 1.294e-46% | 6.224e-27% | 1.021e-15% | 4.25e-09% | 3.961e-05% | 0.009292% | 0.2185% | 1.177% | 2.42% | 2.636% | 1.882% | 1.016% | 0.4564% | 0.1824% | 0.06791% | 0.02432% | 0.008564% | 0.003014% | 0.001071% | 0.0003875%
12889.6106 | 2000 | 14.9 | 0% | 0% | 0% | 5.668e-161% | 5.909e-85% | 1.107e-47% | 1.254e-27% | 3.5e-16% | 2.064e-09% | 2.439e-05% | 0.00676% | 0.1793% | 1.055% | 2.318% | 2.654% | 1.969% | 1.094% | 0.503% | 0.2046% | 0.07725% | 0.02796% | 0.009927% | 0.003515% | 0.001256% | 0.0004558%
13150.8787 | 2000 | 15 | 0% | 0% | 0% | 6.043e-164% | 1.104e-86% | 9.218e-49% | 2.476e-28% | 1.182e-16% | 9.901e-10% | 1.487e-05% | 0.004877% | 0.1461% | 0.9397% | 2.208% | 2.66% | 2.051% | 1.175% | 0.5527% | 0.2289% | 0.08764% | 0.03207% | 0.01148% | 0.004093% | 0.001469% | 0.0005353%
13415.6536 | 2000 | 15.1 | 0% | 0% | 0% | 6.052e-167% | 1.982e-88% | 7.462e-50% | 4.789e-29% | 3.927e-17% | 4.691e-10% | 8.972e-06% | 0.00349% | 0.1182% | 0.8324% | 2.093% | 2.654% | 2.129% | 1.257% | 0.6053% | 0.2554% | 0.09919% | 0.0367% | 0.01326% | 0.004757% | 0.001716% | 0.0006277%
13683.9588 | 2000 | 15.2 | 0% | 0% | 0% | 5.694e-170% | 3.419e-90% | 5.875e-51% | 9.076e-30% | 1.285e-17% | 2.196e-10% | 5.361e-06% | 0.002476% | 0.09497% | 0.733% | 1.974% | 2.636% | 2.2% | 1.34% | 0.661% | 0.2842% | 0.112% | 0.04191% | 0.01527% | 0.005518% | 0.002001% | 0.0007348%
13955.8176 | 2000 | 15.3 | 0% | 0% | 0% | 5.032e-173% | 5.667e-92% | 4.499e-52% | 1.685e-30% | 4.139e-18% | 1.015e-10% | 3.171e-06% | 0.001743% | 0.07578% | 0.6416% | 1.852% | 2.607% | 2.266% | 1.423% | 0.7195% | 0.3153% | 0.1261% | 0.04774% | 0.01756% | 0.006389% | 0.002329% | 0.0008589%
14231.2535 | 2000 | 15.4 | 0% | 0% | 0% | 4.178e-176% | 9.023e-94% | 3.351e-53% | 3.066e-31% | 1.313e-18% | 4.634e-11% | 1.857e-06% | 0.001217% | 0.06005% | 0.5583% | 1.728% | 2.567% | 2.324% | 1.507% | 0.7809% | 0.3488% | 0.1416% | 0.05427% | 0.02014% | 0.007383% | 0.002707% | 0.001002%
14510.2899 | 2000 | 15.5 | 0% | 0% | 0% | 3.259e-179% | 1.38e-95% | 2.427e-54% | 5.466e-32% | 4.098e-19% | 2.09e-11% | 1.077e-06% | 0.0008423% | 0.04726% | 0.483% | 1.605% | 2.516% | 2.375% | 1.59% | 0.8448% | 0.3849% | 0.1587% | 0.06154% | 0.02306% | 0.008515% | 0.00314% | 0.001168%
14792.95 | 2000 | 15.6 | 0% | 0% | 0% | 2.388e-182% | 2.029e-97% | 1.71e-55% | 9.547e-33% | 1.26e-19% | 9.31e-12% | 6.183e-07% | 0.0005783% | 0.03693% | 0.4153% | 1.483% | 2.455% | 2.417% | 1.672% | 0.9112% | 0.4235% | 0.1774% | 0.06964% | 0.02635% | 0.009803% | 0.003636% | 0.001358%
15079.2573 | 2000 | 15.7 | 0% | 0% | 0% | 1.644e-185% | 2.865e-99% | 1.172e-56% | 1.634e-33% | 3.812e-20% | 4.097e-12% | 3.514e-07% | 0.0003938% | 0.02866% | 0.355% | 1.363% | 2.385% | 2.45% | 1.752% | 0.9797% | 0.4646% | 0.1978% | 0.07862% | 0.03005% | 0.01126% | 0.004203% | 0.001578%
15369.2351 | 2000 | 15.8 | 0% | 0% | 0% | 1.063e-188% | 3.888e-101% | 7.811e-58% | 2.74e-34% | 1.136e-20% | 1.78e-12% | 1.977e-07% | 0.0002659% | 0.02209% | 0.3017% | 1.247% | 2.307% | 2.474% | 1.829% | 1.05% | 0.5084% | 0.2199% | 0.08856% | 0.03419% | 0.01292% | 0.004851% | 0.001829%
15662.9069 | 2000 | 15.9 | 0% | 0% | 0% | 6.456e-192% | 5.069e-103% | 5.063e-59% | 4.501e-35% | 3.331e-21% | 7.642e-13% | 1.102e-07% | 0.0001781% | 0.01691% | 0.2549% | 1.135% | 2.221% | 2.489% | 1.903% | 1.122% | 0.5548% | 0.244% | 0.09953% | 0.03882% | 0.01479% | 0.005588% | 0.002118%
15960.296 | 2000 | 16 | 0% | 0% | 0% | 3.684e-195% | 6.349e-105% | 3.192e-60% | 7.245e-36% | 9.618e-22% | 3.24e-13% | 6.076e-08% | 0.0001183% | 0.01285% | 0.2141% | 1.027% | 2.13% | 2.493% | 1.974% | 1.196% | 0.6037% | 0.27% | 0.1116% | 0.04399% | 0.0169% | 0.006426% | 0.002448%
16261.4258 | 2000 | 16.1 | 0% | 0% | 0% | 1.975e-198% | 7.64e-107% | 1.957e-61% | 1.143e-36% | 2.734e-22% | 1.357e-13% | 3.318e-08% | 7.794e-05% | 0.009701% | 0.1787% | 0.9251% | 2.033% | 2.489% | 2.04% | 1.27% | 0.6551% | 0.298% | 0.1249% | 0.04974% | 0.01927% | 0.007377% | 0.002824%
16566.3197 | 2000 | 16.2 | 0% | 0% | 0% | 9.946e-202% | 8.834e-109% | 1.167e-62% | 1.766e-37% | 7.652e-23% | 5.614e-14% | 1.794e-08% | 5.092e-05% | 0.007272% | 0.1483% | 0.829% | 1.931% | 2.474% | 2.101% | 1.344% | 0.7089% | 0.3281% | 0.1394% | 0.05613% | 0.02193% | 0.008454% | 0.003254%
16875.001 | 2000 | 16.3 | 0% | 0% | 0% | 4.705e-205% | 9.813e-111% | 6.771e-64% | 2.674e-38% | 2.108e-23% | 2.294e-14% | 9.601e-09% | 3.3e-05% | 0.005414% | 0.1224% | 0.7391% | 1.827% | 2.45% | 2.156% | 1.419% | 0.765% | 0.3603% | 0.1552% | 0.06321% | 0.02492% | 0.009672% | 0.003743%
17187.4931 | 2000 | 16.4 | 0% | 0% | 0% | 2.091e-208% | 1.047e-112% | 3.82e-65% | 3.966e-39% | 5.719e-24% | 9.256e-15% | 5.088e-09% | 2.121e-05% | 0.004002% | 0.1004% | 0.6556% | 1.721% | 2.417% | 2.205% | 1.493% | 0.8232% | 0.3948% | 0.1725% | 0.07104% | 0.02826% | 0.01105% | 0.004299%
17503.8195 | 2000 | 16.5 | 0% | 0% | 0% | 8.73e-212% | 1.074e-114% | 2.096e-66% | 5.765e-40% | 1.527e-24% | 3.69e-15% | 2.67e-09% | 1.352e-05% | 0.002938% | 0.08184% | 0.5786% | 1.613% | 2.375% | 2.247% | 1.566% | 0.8835% | 0.4314% | 0.1912% | 0.07967% | 0.03198% | 0.01259% | 0.004929%
17824.0034 | 2000 | 16.6 | 0% | 0% | 0% | 3.424e-215% | 1.058e-116% | 1.119e-67% | 8.211e-41% | 4.016e-25% | 1.453e-15% | 1.387e-09% | 8.543e-06% | 0.002142% | 0.06634% | 0.508% | 1.506% | 2.324% | 2.283% | 1.638% | 0.9455% | 0.4702% | 0.2115% | 0.08917% | 0.03613% | 0.01433% | 0.005642%
18148.0684 | 2000 | 16.7 | 0% | 0% | 0% | 1.261e-218% | 1.002e-118% | 5.806e-69% | 1.146e-41% | 1.039e-25% | 5.65e-16% | 7.131e-10% | 5.356e-06% | 0.001551% | 0.05345% | 0.4437% | 1.399% | 2.266% | 2.31% | 1.708% | 1.009% | 0.5113% | 0.2335% | 0.09959% | 0.04073% | 0.01628% | 0.006449%
18476.0376 | 2000 | 16.8 | 0% | 0% | 0% | 4.366e-222% | 9.112e-121% | 2.931e-70% | 1.567e-42% | 2.649e-26% | 2.17e-16% | 3.631e-10% | 3.33e-06% | 0.001115% | 0.04281% | 0.3856% | 1.295% | 2.2% | 2.331% | 1.775% | 1.074% | 0.5546% | 0.2571% | 0.111% | 0.04584% | 0.01847% | 0.007359%
18807.9347 | 2000 | 16.9 | 0% | 0% | 0% | 1.42e-225% | 7.963e-123% | 1.439e-71% | 2.099e-43% | 6.644e-27% | 8.234e-17% | 1.83e-10% | 2.054e-06% | 0.0007963% | 0.03409% | 0.3335% | 1.192% | 2.129% | 2.343% | 1.839% | 1.14% | 0.6% | 0.2825% | 0.1235% | 0.05149% | 0.02091% | 0.008384%
19143.7828 | 2000 | 17 | 0% | 0% | 0% | 4.336e-229% | 6.685e-125% | 6.873e-73% | 2.755e-44% | 1.641e-27% | 3.086e-17% | 9.135e-11% | 1.256e-06% | 0.0005647% | 0.02699% | 0.2869% | 1.093% | 2.051% | 2.347% | 1.899% | 1.207% | 0.6476% | 0.3096% | 0.137% | 0.05773% | 0.02363% | 0.009536%
19483.6054 | 2000 | 17.1 | 0% | 0% | 0% | 1.244e-232% | 5.393e-127% | 3.192e-74% | 3.542e-45% | 3.99e-28% | 1.142e-17% | 4.514e-11% | 7.617e-07% | 0.0003977% | 0.02124% | 0.2455% | 0.9982% | 1.969% | 2.343% | 1.956% | 1.274% | 0.6972% | 0.3387% | 0.1518% | 0.06461% | 0.02666% | 0.01083%
19827.4258 | 2000 | 17.2 | 0% | 0% | 0% | 3.354e-236% | 4.18e-129% | 1.442e-75% | 4.464e-46% | 9.552e-29% | 4.176e-18% | 2.208e-11% | 4.582e-07% | 0.0002781% | 0.01661% | 0.2091% | 0.9072% | 1.882% | 2.331% | 2.008% | 1.34% | 0.7486% | 0.3695% | 0.1678% | 0.07216% | 0.03003% | 0.01228%
20175.2675 | 2000 | 17.3 | 0% | 0% | 0% | 8.492e-240% | 3.113e-131% | 6.336e-77% | 5.511e-47% | 2.251e-29% | 1.508e-18% | 1.069e-11% | 2.734e-07% | 0.0001931% | 0.01292% | 0.1771% | 0.8209% | 1.792% | 2.31% | 2.055% | 1.407% | 0.8019% | 0.4023% | 0.1851% | 0.08045% | 0.03376% | 0.0139%
20527.1539 | 2000 | 17.4 | 0% | 0% | 0% | 2.02e-243% | 2.227e-133% | 2.708e-78% | 6.666e-48% | 5.223e-30% | 5.379e-19% | 5.128e-12% | 1.617e-07% | 0.0001332% | 0.009986% | 0.1493% | 0.7395% | 1.7% | 2.283% | 2.097% | 1.473% | 0.8568% | 0.4371% | 0.2038% | 0.08952% | 0.03789% | 0.01571%
20883.1082 | 2000 | 17.5 | 0% | 0% | 0% | 4.514e-247% | 1.531e-135% | 1.125e-79% | 7.901e-49% | 1.193e-30% | 1.895e-19% | 2.434e-12% | 9.491e-08% | 9.123e-05% | 0.007675% | 0.1252% | 0.6632% | 1.607% | 2.247% | 2.132% | 1.538% | 0.9132% | 0.4737% | 0.2239% | 0.09942% | 0.04245% | 0.01773%
21243.154 | 2000 | 17.6 | 0% | 0% | 0% | 9.476e-251% | 1.011e-137% | 4.549e-81% | 9.175e-50% | 2.683e-31% | 6.596e-20% | 1.144e-12% | 5.524e-08% | 6.205e-05% | 0.005863% | 0.1045% | 0.5921% | 1.512% | 2.205% | 2.162% | 1.601% | 0.9709% | 0.5122% | 0.2454% | 0.1102% | 0.04748% | 0.01997%
21607.3145 | 2000 | 17.7 | 0% | 0% | 0% | 1.869e-254% | 6.415e-140% | 1.789e-82% | 1.044e-50% | 5.94e-32% | 2.267e-20% | 5.324e-13% | 3.188e-08% | 4.191e-05% | 0.004453% | 0.08671% | 0.5263% | 1.418% | 2.156% | 2.186% | 1.661% | 1.03% | 0.5527% | 0.2685% | 0.1219% | 0.05302% | 0.02246%
21975.6131 | 2000 | 17.8 | 0% | 0% | 0% | 3.462e-258% | 3.911e-142% | 6.84e-84% | 1.164e-51% | 1.295e-32% | 7.697e-21% | 2.453e-13% | 1.825e-08% | 2.811e-05% | 0.003362% | 0.07161% | 0.4658% | 1.324% | 2.101% | 2.203% | 1.72% | 1.089% | 0.5949% | 0.2931% | 0.1347% | 0.05909% | 0.02523%
22348.0733 | 2000 | 17.9 | 0% | 0% | 0% | 6.025e-262% | 2.291e-144% | 2.544e-85% | 1.271e-52% | 2.778e-33% | 2.581e-21% | 1.119e-13% | 1.036e-08% | 1.873e-05% | 0.002523% | 0.05884% | 0.4104% | 1.232% | 2.04% | 2.213% | 1.776% | 1.149% | 0.639% | 0.3194% | 0.1484% | 0.06575% | 0.02828%
22724.7183 | 2000 | 18 | 0% | 0% | 0% | 9.851e-266% | 1.289e-146% | 9.202e-87% | 1.361e-53% | 5.869e-34% | 8.55e-22% | 5.052e-14% | 5.834e-09% | 1.239e-05% | 0.001882% | 0.0481% | 0.3599% | 1.142% | 1.974% | 2.216% | 1.828% | 1.21% | 0.6848% | 0.3473% | 0.1633% | 0.07303% | 0.03166%
23105.5717 | 2000 | 18.1 | 0% | 0% | 0% | 1.513e-269% | 6.972e-149% | 3.237e-88% | 1.427e-54% | 1.221e-34% | 2.797e-22% | 2.259e-14% | 3.258e-09% | 8.139e-06% | 0.001396% | 0.03912% | 0.3143% | 1.054% | 1.903% | 2.213% | 1.877% | 1.27% | 0.7321% | 0.3768% | 0.1793% | 0.08098% | 0.03539%
23490.6567 | 2000 | 18.2 | 0% | 0% | 0% | 2.183e-273% | 3.622e-151% | 1.108e-89% | 1.466e-55% | 2.499e-35% | 9.039e-23% | 9.998e-15% | 1.804e-09% | 5.31e-06% | 0.001029% | 0.03166% | 0.2732% | 0.9688% | 1.829% | 2.203% | 1.922% | 1.33% | 0.781% | 0.408% | 0.1965% | 0.08964% | 0.03948%
23879.9967 | 2000 | 18.3 | 0% | 0% | 0% | 2.959e-277% | 1.808e-153% | 3.687e-91% | 1.476e-56% | 5.038e-36% | 2.885e-23% | 4.382e-15% | 9.91e-10% | 3.44e-06% | 0.0007546% | 0.02549% | 0.2365% | 0.8873% | 1.752% | 2.186% | 1.962% | 1.39% | 0.8313% | 0.4408% | 0.215% | 0.09905% | 0.04399%
24273.6152 | 2000 | 18.4 | 0% | 0% | 0% | 3.767e-281% | 8.672e-156% | 1.193e-92% | 1.456e-57% | 9.999e-37% | 9.096e-24% | 1.901e-15% | 5.398e-10% | 2.214e-06% | 0.0005498% | 0.02041% | 0.2038% | 0.8095% | 1.672% | 2.162% | 1.998% | 1.448% | 0.8827% | 0.4754% | 0.2347% | 0.1093% | 0.04893%
24671.5354 | 2000 | 18.5 | 0% | 0% | 0% | 4.506e-285% | 3.996e-158% | 3.757e-94% | 1.407e-58% | 1.954e-37% | 2.833e-24% | 8.166e-16% | 2.917e-10% | 1.414e-06% | 0.0003983% | 0.01627% | 0.1748% | 0.7356% | 1.59% | 2.132% | 2.028% | 1.506% | 0.9353% | 0.5116% | 0.2558% | 0.1203% | 0.05433%
25073.7809 | 2000 | 18.6 | 0% | 0% | 0% | 5.063e-289% | 1.769e-160% | 1.15e-95% | 1.332e-59% | 3.758e-38% | 8.712e-25% | 3.473e-16% | 1.563e-10% | 8.975e-07% | 0.0002868% | 0.0129% | 0.1493% | 0.6659% | 1.507% | 2.097% | 2.054% | 1.561% | 0.9887% | 0.5493% | 0.2783% | 0.1322% | 0.06024%
25480.3749 | 2000 | 18.7 | 0% | 0% | 0% | 5.345e-293% | 7.524e-163% | 3.426e-97% | 1.236e-60% | 7.116e-39% | 2.647e-25% | 1.462e-16% | 8.304e-11% | 5.655e-07% | 0.0002053% | 0.01017% | 0.1269% | 0.6004% | 1.423% | 2.055% | 2.074% | 1.615% | 1.043% | 0.5887% | 0.3021% | 0.1451% | 0.06668%
25891.3408 | 2000 | 18.8 | 0% | 0% | 0% | 5.3e-297% | 3.075e-165% | 9.923e-99% | 1.123e-61% | 1.327e-39% | 7.943e-26% | 6.096e-17% | 4.377e-11% | 3.539e-07% | 0.0001461% | 0.007984% | 0.1075% | 0.5392% | 1.34% | 2.008% | 2.088% | 1.666% | 1.097% | 0.6296% | 0.3274% | 0.159% | 0.07369%
26306.702 | 2000 | 18.9 | 0% | 0% | 0% | 4.937e-301% | 1.207e-167% | 2.795e-100% | 1.001e-62% | 2.435e-40% | 2.354e-26% | 2.516e-17% | 2.288e-11% | 2.199e-07% | 0.0001033% | 0.006233% | 0.09055% | 0.4824% | 1.257% | 1.956% | 2.097% | 1.715% | 1.152% | 0.6719% | 0.3541% | 0.1738% | 0.08131%
26726.482 | 2000 | 19 | 0% | 0% | 0% | 4.321e-305% | 4.555e-170% | 7.659e-102% | 8.732e-64% | 4.4e-41% | 6.892e-27% | 1.028e-17% | 1.186e-11% | 1.357e-07% | 7.267e-05% | 0.004842% | 0.07597% | 0.4299% | 1.175% | 1.899% | 2.1% | 1.76% | 1.207% | 0.7157% | 0.3823% | 0.1898% | 0.08958%
27150.704 | 2000 | 19.1 | 0% | 0% | 0% | 0% | 1.651e-172% | 2.041e-103% | 7.466e-65% | 7.827e-42% | 1.993e-27% | 4.159e-18% | 6.097e-12% | 8.319e-08% | 5.08e-05% | 0.003742% | 0.06346% | 0.3816% | 1.094% | 1.839% | 2.097% | 1.803% | 1.262% | 0.7606% | 0.4119% | 0.2068% | 0.09853%
27579.3915 | 2000 | 19.2 | 0% | 0% | 0% | 0% | 5.75e-175% | 5.29e-105% | 6.255e-66% | 1.371e-42% | 5.693e-28% | 1.666e-18% | 3.109e-12% | 5.063e-08% | 3.53e-05% | 0.002878% | 0.05277% | 0.3374% | 1.016% | 1.775% | 2.088% | 1.841% | 1.316% | 0.8068% | 0.443% | 0.225% | 0.1082%
28012.5678 | 2000 | 19.3 | 0% | 0% | 0% | 0% | 1.924e-177% | 1.334e-106% | 5.134e-67% | 2.363e-43% | 1.606e-28% | 6.605e-19% | 1.572e-12% | 3.06e-08% | 2.439e-05% | 0.002201% | 0.04369% | 0.2972% | 0.9397% | 1.708% | 2.074% | 1.876% | 1.369% | 0.8539% | 0.4756% | 0.2443% | 0.1186%
28450.2563 | 2000 | 19.4 | 0% | 0% | 0% | 0% | 6.185e-180% | 3.27e-108% | 4.129e-68% | 4.012e-44% | 4.475e-29% | 2.593e-19% | 7.885e-13% | 1.837e-08% | 1.675e-05% | 0.001676% | 0.03601% | 0.2608% | 0.8663% | 1.638% | 2.054% | 1.907% | 1.421% | 0.902% | 0.5096% | 0.2648% | 0.1298%
28892.4804 | 2000 | 19.5 | 0% | 0% | 0% | 0% | 1.91e-182% | 7.798e-110% | 3.254e-69% | 6.705e-45% | 1.232e-29% | 1.008e-19% | 3.922e-13% | 1.095e-08% | 1.144e-05% | 0.001269% | 0.02955% | 0.2279% | 0.7959% | 1.566% | 2.028% | 1.933% | 1.472% | 0.9508% | 0.5449% | 0.2866% | 0.1419%
29339.2635 | 2000 | 19.6 | 0% | 0% | 0% | 0% | 5.669e-185% | 1.809e-111% | 2.512e-70% | 1.103e-45% | 3.349e-30% | 3.878e-20% | 1.935e-13% | 6.482e-09% | 7.762e-06% | 0.0009559% | 0.02414% | 0.1984% | 0.7287% | 1.493% | 1.998% | 1.955% | 1.521% | 1% | 0.5816% | 0.3096% | 0.1548%
29790.6289 | 2000 | 19.7 | 0% | 0% | 0% | 0% | 1.616e-187% | 4.08e-113% | 1.901e-71% | 1.787e-46% | 8.992e-31% | 1.477e-20% | 9.466e-14% | 3.811e-09% | 5.237e-06% | 0.0007165% | 0.01963% | 0.172% | 0.6648% | 1.419% | 1.962% | 1.972% | 1.568% | 1.05% | 0.6197% | 0.3339% | 0.1687%
30246.6001 | 2000 | 19.8 | 0% | 0% | 0% | 0% | 4.428e-190% | 8.951e-115% | 1.409e-72% | 2.849e-47% | 2.385e-31% | 5.573e-21% | 4.593e-14% | 2.225e-09% | 3.512e-06% | 0.0005344% | 0.01589% | 0.1486% | 0.6045% | 1.344% | 1.922% | 1.985% | 1.614% | 1.1% | 0.6589% | 0.3595% | 0.1834%
30707.2003 | 2000 | 19.9 | 0% | 0% | 0% | 0% | 1.165e-192% | 1.91e-116% | 1.023e-73% | 4.473e-48% | 6.248e-32% | 2.081e-21% | 2.21e-14% | 1.29e-09% | 2.342e-06% | 0.0003965% | 0.01281% | 0.1278% | 0.5477% | 1.27% | 1.877% | 1.992% | 1.656% | 1.15% | 0.6994% | 0.3863% | 0.1992%
31172.4531 | 2000 | 20 | 0% | 0% | 0% | 0% | 2.947e-195% | 3.964e-118% | 7.281e-75% | 6.913e-49% | 1.617e-32% | 7.695e-22% | 1.055e-14% | 7.426e-10% | 1.552e-06% | 0.0002927% | 0.01028% | 0.1096% | 0.4946% | 1.196% | 1.828% | 1.995% | 1.696% | 1.2% | 0.7409% | 0.4145% | 0.216%
31642.3817 | 2000 | 20.1 | 0% | 0% | 0% | 0% | 7.161e-198% | 8.002e-120% | 5.076e-76% | 1.052e-49% | 4.132e-33% | 2.817e-22% | 4.993e-15% | 4.246e-10% | 1.023e-06% | 0.0002149% | 0.008215% | 0.09352% | 0.445% | 1.122% | 1.776% | 1.992% | 1.733% | 1.249% | 0.7834% | 0.4439% | 0.2338%
32117.0096 | 2000 | 20.2 | 0% | 0% | 0% | 0% | 1.672e-200% | 1.571e-121% | 3.468e-77% | 1.576e-50% | 1.043e-33% | 1.021e-22% | 2.344e-15% | 2.411e-10% | 6.7e-07% | 0.000157% | 0.006534% | 0.07953% | 0.3991% | 1.05% | 1.72% | 1.985% | 1.767% | 1.298% | 0.8267% | 0.4746% | 0.2526%
32596.3601 | 2000 | 20.3 | 0% | 0% | 0% | 0% | 3.749e-203% | 3e-123% | 2.321e-78% | 2.324e-51% | 2.601e-34% | 3.662e-23% | 1.091e-15% | 1.359e-10% | 4.363e-07% | 0.0001142% | 0.005174% | 0.06736% | 0.3566% | 0.9797% | 1.661% | 1.972% | 1.797% | 1.345% | 0.8708% | 0.5065% | 0.2726%
33080.4566 | 2000 | 20.4 | 0% | 0% | 0% | 0% | 8.079e-206% | 5.571e-125% | 1.522e-79% | 3.374e-52% | 6.406e-35% | 1.301e-23% | 5.039e-16% | 7.612e-11% | 2.824e-07% | 8.257e-05% | 0.004079% | 0.05683% | 0.3176% | 0.9112% | 1.601% | 1.955% | 1.824% | 1.392% | 0.9156% | 0.5397% | 0.2936%
33569.3225 | 2000 | 20.5 | 0% | 0% | 0% | 0% | 1.673e-208% | 1.006e-126% | 9.78e-81% | 4.823e-53% | 1.558e-35% | 4.575e-24% | 2.308e-16% | 4.233e-11% | 1.817e-07% | 5.942e-05% | 0.003202% | 0.04777% | 0.2819% | 0.8448% | 1.538% | 1.933% | 1.847% | 1.437% | 0.9608% | 0.574% | 0.3158%
34062.9812 | 2000 | 20.6 | 0% | 0% | 0% | 0% | 3.328e-211% | 1.768e-128% | 6.157e-82% | 6.788e-54% | 3.745e-36% | 1.593e-24% | 1.048e-16% | 2.338e-11% | 1.163e-07% | 4.254e-05% | 0.002502% | 0.03999% | 0.2493% | 0.7809% | 1.473% | 1.907% | 1.866% | 1.481% | 1.006% | 0.6094% | 0.3391%
34561.456 | 2000 | 20.7 | 0% | 0% | 0% | 0% | 6.36e-214% | 3.021e-130% | 3.798e-83% | 9.404e-55% | 8.888e-37% | 5.492e-25% | 4.721e-17% | 1.282e-11% | 7.393e-08% | 3.03e-05% | 0.001946% | 0.03335% | 0.2197% | 0.7195% | 1.407% | 1.876% | 1.88% | 1.523% | 1.052% | 0.6459% | 0.3635%
35064.7703 | 2000 | 20.8 | 0% | 0% | 0% | 0% | 1.168e-216% | 5.02e-132% | 2.295e-84% | 1.283e-55% | 2.083e-37% | 1.874e-25% | 2.109e-17% | 6.983e-12% | 4.674e-08% | 2.147e-05% | 0.001507% | 0.0277% | 0.193% | 0.661% | 1.34% | 1.841% | 1.891% | 1.563% | 1.098% | 0.6834% | 0.3891%
35572.9475 | 2000 | 20.9 | 0% | 0% | 0% | 0% | 2.06e-219% | 8.114e-134% | 1.359e-85% | 1.722e-56% | 4.824e-38% | 6.334e-26% | 9.345e-18% | 3.777e-12% | 2.937e-08% | 1.514e-05% | 0.001162% | 0.02292% | 0.1689% | 0.6053% | 1.274% | 1.803% | 1.898% | 1.6% | 1.143% | 0.7218% | 0.4158%
36086.011 | 2000 | 21 | 0% | 0% | 0% | 0% | 3.493e-222% | 1.276e-135% | 7.887e-87% | 2.277e-57% | 1.103e-38% | 2.119e-26% | 4.106e-18% | 2.029e-12% | 1.835e-08% | 1.062e-05% | 0.0008922% | 0.01889% | 0.1473% | 0.5527% | 1.207% | 1.76% | 1.9% | 1.635% | 1.188% | 0.761% | 0.4437%
36603.9842 | 2000 | 21.1 | 0% | 0% | 0% | 0% | 5.688e-225% | 1.95e-137% | 4.484e-88% | 2.964e-58% | 2.492e-39% | 7.018e-27% | 1.79e-18% | 1.082e-12% | 1.14e-08% | 7.411e-06% | 0.0006818% | 0.01551% | 0.1281% | 0.503% | 1.14% | 1.715% | 1.898% | 1.668% | 1.233% | 0.801% | 0.4726%
37126.8904 | 2000 | 21.2 | 0% | 0% | 0% | 0% | 8.901e-228% | 2.901e-139% | 2.498e-89% | 3.797e-59% | 5.561e-40% | 2.301e-27% | 7.735e-19% | 5.732e-13% | 7.036e-09% | 5.146e-06% | 0.0005188% | 0.01268% | 0.1109% | 0.4564% | 1.074% | 1.666% | 1.891% | 1.697% | 1.277% | 0.8417% | 0.5027%
37654.753 | 2000 | 21.3 | 0% | 0% | 0% | 0% | 1.338e-230% | 4.195e-141% | 1.363e-90% | 4.79e-60% | 1.226e-40% | 7.471e-28% | 3.316e-19% | 3.015e-13% | 4.318e-09% | 3.555e-06% | 0.000393% | 0.01033% | 0.09576% | 0.4128% | 1.009% | 1.615% | 1.88% | 1.724% | 1.32% | 0.8828% | 0.5337%
38187.5955 | 2000 | 21.4 | 0% | 0% | 0% | 0% | 1.933e-233% | 5.902e-143% | 7.289e-92% | 5.949e-61% | 2.668e-41% | 2.401e-28% | 1.41e-19% | 1.575e-13% | 2.635e-09% | 2.443e-06% | 0.0002963% | 0.008382% | 0.08238% | 0.3723% | 0.9455% | 1.561% | 1.866% | 1.747% | 1.362% | 0.9244% | 0.5658%
38725.4411 | 2000 | 21.5 | 0% | 0% | 0% | 0% | 2.683e-236% | 8.075e-145% | 3.819e-93% | 7.274e-62% | 5.737e-42% | 7.642e-29% | 5.943e-20% | 8.172e-14% | 1.598e-09% | 1.671e-06% | 0.0002225% | 0.006775% | 0.07062% | 0.3347% | 0.8835% | 1.506% | 1.847% | 1.767% | 1.402% | 0.9662% | 0.5989%
39268.3132 | 2000 | 21.6 | 0% | 0% | 0% | 0% | 3.577e-239% | 1.075e-146% | 1.96e-94% | 8.755e-63% | 1.218e-42% | 2.408e-29% | 2.485e-20% | 4.21e-14% | 9.636e-10% | 1.137e-06% | 0.0001663% | 0.005454% | 0.06033% | 0.2999% | 0.8232% | 1.448% | 1.824% | 1.784% | 1.441% | 1.008% | 0.6329%
39816.2354 | 2000 | 21.7 | 0% | 0% | 0% | 0% | 4.583e-242% | 1.391e-148% | 9.86e-96% | 1.038e-63% | 2.556e-43% | 7.51e-30% | 1.031e-20% | 2.154e-14% | 5.776e-10% | 7.693e-07% | 0.0001237% | 0.004374% | 0.05137% | 0.268% | 0.765% | 1.39% | 1.797% | 1.797% | 1.478% | 1.05% | 0.6677%
40369.2308 | 2000 | 21.8 | 0% | 0% | 0% | 0% | 5.641e-245% | 1.751e-150% | 4.859e-97% | 1.21e-64% | 5.296e-44% | 2.319e-30% | 4.239e-21% | 1.094e-14% | 3.441e-10% | 5.18e-07% | 9.166e-05% | 0.003494% | 0.04358% | 0.2387% | 0.7089% | 1.33% | 1.767% | 1.806% | 1.514% | 1.092% | 0.7034%
40927.3229 | 2000 | 21.9 | 0% | 0% | 0% | 0% | 6.672e-248% | 2.143e-152% | 2.346e-98% | 1.39e-65% | 1.084e-44% | 7.091e-31% | 1.729e-21% | 5.523e-15% | 2.039e-10% | 3.471e-07% | 6.761e-05% | 0.00278% | 0.03685% | 0.212% | 0.6551% | 1.27% | 1.733% | 1.812% | 1.547% | 1.134% | 0.7397%
41490.5351 | 2000 | 22 | 0% | 0% | 0% | 0% | 7.581e-251% | 2.552e-154% | 1.11e-99% | 1.572e-66% | 2.191e-45% | 2.146e-31% | 6.995e-22% | 2.767e-15% | 1.2e-10% | 2.313e-07% | 4.964e-05% | 0.002204% | 0.03105% | 0.1876% | 0.6037% | 1.21% | 1.696% | 1.813% | 1.578% | 1.175% | 0.7767%
42058.8907 | 2000 | 22.1 | 0% | 0% | 0% | 0% | 8.276e-254% | 2.956e-156% | 5.146e-101% | 1.75e-67% | 4.375e-46% | 6.433e-32% | 2.807e-22% | 1.377e-15% | 7.027e-11% | 1.534e-07% | 3.629e-05% | 0.00174% | 0.02607% | 0.1656% | 0.5548% | 1.149% | 1.656% | 1.812% | 1.607% | 1.215% | 0.8143%
42632.4132 | 2000 | 22.2 | 0% | 0% | 0% | 0% | 8.681e-257% | 3.33e-158% | 2.337e-102% | 1.918e-68% | 8.627e-47% | 1.909e-32% | 1.117e-22% | 6.805e-16% | 4.089e-11% | 1.012e-07% | 2.641e-05% | 0.001368% | 0.02181% | 0.1457% | 0.5084% | 1.089% | 1.614% | 1.806% | 1.633% | 1.255% | 0.8523%
43211.1259 | 2000 | 22.3 | 0% | 0% | 0% | 0% | 8.749e-260% | 3.648e-160% | 1.04e-103% | 2.07e-69% | 1.681e-47% | 5.607e-33% | 4.408e-23% | 3.34e-16% | 2.365e-11% | 6.645e-08% | 1.913e-05% | 0.001072% | 0.01819% | 0.1278% | 0.4646% | 1.03% | 1.568% | 1.797% | 1.656% | 1.293% | 0.8906%
43795.0522 | 2000 | 22.4 | 0% | 0% | 0% | 0% | 8.471e-263% | 3.887e-162% | 4.535e-105% | 2.198e-70% | 3.234e-48% | 1.631e-33% | 1.725e-23% | 1.628e-16% | 1.36e-11% | 4.34e-08% | 1.38e-05% | 0.0008364% | 0.01512% | 0.1117% | 0.4235% | 0.9709% | 1.521% | 1.784% | 1.677% | 1.331% | 0.9292%
44384.2155 | 2000 | 22.5 | 0% | 0% | 0% | 0% | 7.881e-266% | 4.029e-164% | 1.937e-106% | 2.299e-71% | 6.145e-49% | 4.695e-34% | 6.697e-24% | 7.878e-17% | 7.777e-12% | 2.82e-08% | 9.911e-06% | 0.0006501% | 0.01252% | 0.09738% | 0.3849% | 0.9132% | 1.472% | 1.767% | 1.694% | 1.367% | 0.9679%
44978.6391 | 2000 | 22.6 | 0% | 0% | 0% | 0% | 7.044e-269% | 4.061e-166% | 8.109e-108% | 2.367e-72% | 1.154e-49% | 1.338e-34% | 2.578e-24% | 3.786e-17% | 4.42e-12% | 1.823e-08% | 7.086e-06% | 0.0005034% | 0.01033% | 0.08462% | 0.3488% | 0.8568% | 1.421% | 1.747% | 1.708% | 1.402% | 1.007%
45578.3464 | 2000 | 22.7 | 0% | 0% | 0% | 0% | 6.049e-272% | 3.981e-168% | 3.326e-109% | 2.399e-73% | 2.139e-50% | 3.778e-35% | 9.844e-25% | 1.807e-17% | 2.497e-12% | 1.173e-08% | 5.044e-06% | 0.0003882% | 0.008497% | 0.07331% | 0.3153% | 0.8019% | 1.369% | 1.724% | 1.72% | 1.435% | 1.045%
46183.3609 | 2000 | 22.8 | 0% | 0% | 0% | 0% | 4.991e-275% | 3.796e-170% | 1.336e-110% | 2.394e-74% | 3.917e-51% | 1.056e-35% | 3.728e-25% | 8.566e-18% | 1.402e-12% | 7.503e-09% | 3.574e-06% | 0.0002982% | 0.006964% | 0.06331% | 0.2842% | 0.7486% | 1.316% | 1.697% | 1.728% | 1.467% | 1.083%
46793.7058 | 2000 | 22.9 | 0% | 0% | 0% | 0% | 3.957e-278% | 3.52e-172% | 5.262e-112% | 2.352e-75% | 7.085e-52% | 2.92e-36% | 1.4e-25% | 4.032e-18% | 7.829e-13% | 4.777e-09% | 2.521e-06% | 0.0002282% | 0.005688% | 0.05451% | 0.2554% | 0.6972% | 1.262% | 1.668% | 1.733% | 1.497% | 1.121%
47409.4046 | 2000 | 23 | 0% | 0% | 0% | 0% | 3.014e-281% | 3.175e-174% | 2.03e-113% | 2.275e-76% | 1.266e-52% | 7.999e-37% | 5.214e-26% | 1.885e-18% | 4.345e-13% | 3.026e-09% | 1.771e-06% | 0.000174% | 0.004629% | 0.04679% | 0.2289% | 0.6476% | 1.207% | 1.635% | 1.735% | 1.524% | 1.159%
48030.4807 | 2000 | 23.1 | 0% | 0% | 0% | 0% | 2.206e-284% | 2.786e-176% | 7.672e-115% | 2.166e-77% | 2.234e-53% | 2.169e-37% | 1.926e-26% | 8.751e-19% | 2.397e-13% | 1.907e-09% | 1.238e-06% | 0.0001321% | 0.003755% | 0.04003% | 0.2046% | 0.6% | 1.152% | 1.6% | 1.733% | 1.549% | 1.195%
48656.9574 | 2000 | 23.2 | 0% | 0% | 0% | 0% | 1.551e-287% | 2.377e-178% | 2.841e-116% | 2.031e-78% | 3.894e-54% | 5.823e-38% | 7.057e-27% | 4.035e-19% | 1.315e-13% | 1.196e-09% | 8.62e-07% | 9.99e-05% | 0.003035% | 0.03415% | 0.1824% | 0.5546% | 1.097% | 1.563% | 1.728% | 1.572% | 1.231%
49288.8581 | 2000 | 23.3 | 0% | 0% | 0% | 0% | 1.048e-290% | 1.972e-180% | 1.031e-117% | 1.874e-79% | 6.705e-55% | 1.548e-38% | 2.564e-27% | 1.847e-19% | 7.17e-14% | 7.458e-10% | 5.974e-07% | 7.526e-05% | 0.002445% | 0.02904% | 0.1622% | 0.5113% | 1.043% | 1.523% | 1.72% | 1.593% | 1.266%
49926.2061 | 2000 | 23.4 | 0% | 0% | 0% | 0% | 6.799e-294% | 1.592e-182% | 3.666e-119% | 1.703e-80% | 1.14e-55% | 4.073e-39% | 9.24e-28% | 8.398e-20% | 3.886e-14% | 4.628e-10% | 4.122e-07% | 5.648e-05% | 0.001963% | 0.02462% | 0.1438% | 0.4702% | 0.9887% | 1.481% | 1.708% | 1.611% | 1.3%
50569.025 | 2000 | 23.5 | 0% | 0% | 0% | 0% | 4.24e-297% | 1.25e-184% | 1.277e-120% | 1.523e-81% | 1.915e-56% | 1.061e-39% | 3.302e-28% | 3.792e-20% | 2.094e-14% | 2.858e-10% | 2.831e-07% | 4.222e-05% | 0.00157% | 0.02081% | 0.1271% | 0.4314% | 0.9353% | 1.437% | 1.694% | 1.627% | 1.333%
51217.338 | 2000 | 23.6 | 0% | 0% | 0% | 0% | 2.54e-300% | 9.542e-187% | 4.358e-122% | 1.341e-82% | 3.178e-57% | 2.738e-40% | 1.17e-28% | 1.7e-20% | 1.122e-14% | 1.756e-10% | 1.936e-07% | 3.143e-05% | 0.001252% | 0.01753% | 0.112% | 0.3948% | 0.8827% | 1.392% | 1.677% | 1.639% | 1.364%
51871.1685 | 2000 | 23.7 | 0% | 0% | 0% | 0% | 1.462e-303% | 7.086e-189% | 1.457e-123% | 1.163e-83% | 5.207e-58% | 6.991e-41% | 4.115e-29% | 7.571e-21% | 5.973e-15% | 1.073e-10% | 1.318e-07% | 2.331e-05% | 0.0009944% | 0.01473% | 0.09849% | 0.3603% | 0.8313% | 1.345% | 1.656% | 1.649% | 1.394%
52530.5399 | 2000 | 23.8 | 0% | 0% | 0% | 0% | 0% | 5.118e-191% | 4.775e-125% | 9.927e-85% | 8.429e-59% | 1.768e-41% | 1.435e-29% | 3.348e-21% | 3.162e-15% | 6.525e-11% | 8.935e-08% | 1.722e-05% | 0.0007872% | 0.01233% | 0.08635% | 0.3281% | 0.781% | 1.298% | 1.633% | 1.656% | 1.422%
53195.4756 | 2000 | 23.9 | 0% | 0% | 0% | 0% | 0% | 3.595e-193% | 1.533e-126% | 8.342e-86% | 1.348e-59% | 4.425e-42% | 4.96e-30% | 1.47e-21% | 1.664e-15% | 3.947e-11% | 6.029e-08% | 1.268e-05% | 0.0006211% | 0.0103% | 0.07549% | 0.298% | 0.7321% | 1.249% | 1.607% | 1.661% | 1.449%
53865.999 | 2000 | 24 | 0% | 0% | 0% | 0% | 0% | 2.456e-195% | 4.822e-128% | 6.901e-87% | 2.128e-60% | 1.097e-42% | 1.701e-30% | 6.412e-22% | 8.704e-16% | 2.376e-11% | 4.051e-08% | 9.292e-06% | 0.0004883% | 0.008568% | 0.06582% | 0.27% | 0.6848% | 1.2% | 1.578% | 1.662% | 1.473%
54542.1334 | 2000 | 24.1 | 0% | 0% | 0% | 0% | 0% | 1.632e-197% | 1.486e-129% | 5.621e-88% | 3.319e-61% | 2.691e-43% | 5.785e-31% | 2.777e-22% | 4.527e-16% | 1.423e-11% | 2.709e-08% | 6.785e-06% | 0.0003826% | 0.007109% | 0.05723% | 0.244% | 0.639% | 1.15% | 1.547% | 1.661% | 1.496%
55223.9022 | 2000 | 24.2 | 0% | 0% | 0% | 0% | 0% | 1.055e-199% | 4.488e-131% | 4.507e-89% | 5.114e-62% | 6.536e-44% | 1.951e-31% | 1.194e-22% | 2.34e-16% | 8.477e-12% | 1.804e-08% | 4.935e-06% | 0.0002988% | 0.00588% | 0.04962% | 0.2199% | 0.5949% | 1.1% | 1.514% | 1.656% | 1.516%
55911.3288 | 2000 | 24.3 | 0% | 0% | 0% | 0% | 0% | 6.63e-202% | 1.328e-132% | 3.558e-90% | 7.782e-63% | 1.572e-44% | 6.527e-32% | 5.101e-23% | 1.203e-16% | 5.025e-12% | 1.196e-08% | 3.575e-06% | 0.0002325% | 0.004848% | 0.0429% | 0.1978% | 0.5527% | 1.05% | 1.478% | 1.649% | 1.534%
56604.4366 | 2000 | 24.4 | 0% | 0% | 0% | 0% | 0% | 4.054e-204% | 3.85e-134% | 2.765e-91% | 1.17e-63% | 3.743e-45% | 2.166e-32% | 2.164e-23% | 6.144e-17% | 2.963e-12% | 7.892e-09% | 2.58e-06% | 0.0001803% | 0.003985% | 0.03699% | 0.1774% | 0.5122% | 1% | 1.441% | 1.639% | 1.55%
57303.249 | 2000 | 24.5 | 0% | 0% | 0% | 0% | 0% | 2.41e-206% | 1.093e-135% | 2.116e-92% | 1.737e-64% | 8.825e-46% | 7.126e-33% | 9.115e-24% | 3.121e-17% | 1.739e-12% | 5.186e-09% | 1.855e-06% | 0.0001393% | 0.003266% | 0.03181% | 0.1587% | 0.4737% | 0.9508% | 1.402% | 1.627% | 1.564%
58007.7893 | 2000 | 24.6 | 0% | 0% | 0% | 0% | 0% | 1.394e-208% | 3.043e-137% | 1.594e-93% | 2.547e-65% | 2.06e-46% | 2.325e-33% | 3.813e-24% | 1.576e-17% | 1.015e-12% | 3.392e-09% | 1.328e-06% | 0.0001073% | 0.002668% | 0.02728% | 0.1416% | 0.4371% | 0.902% | 1.362% | 1.611% | 1.575%
58718.0809 | 2000 | 24.7 | 0% | 0% | 0% | 0% | 0% | 7.841e-211% | 8.298e-139% | 1.182e-94% | 3.689e-66% | 4.76e-47% | 7.526e-34% | 1.584e-24% | 7.908e-18% | 5.895e-13% | 2.209e-09% | 9.474e-07% | 8.233e-05% | 0.002173% | 0.02333% | 0.1261% | 0.4023% | 0.8539% | 1.32% | 1.593% | 1.584%
59434.1472 | 2000 | 24.8 | 0% | 0% | 0% | 0% | 0% | 4.29e-213% | 2.217e-140% | 8.628e-96% | 5.277e-67% | 1.089e-47% | 2.416e-34% | 6.534e-25% | 3.945e-18% | 3.406e-13% | 1.432e-09% | 6.731e-07% | 6.296e-05% | 0.001764% | 0.01989% | 0.112% | 0.3695% | 0.8068% | 1.277% | 1.572% | 1.591%
60156.0116 | 2000 | 24.9 | 0% | 0% | 0% | 0% | 0% | 2.282e-215% | 5.803e-142% | 6.201e-97% | 7.458e-68% | 2.466e-48% | 7.69e-35% | 2.677e-25% | 1.957e-18% | 1.958e-13% | 9.245e-10% | 4.764e-07% | 4.799e-05% | 0.001428% | 0.01692% | 0.09919% | 0.3387% | 0.7606% | 1.233% | 1.549% | 1.594%
60883.6975 | 2000 | 25 | 0% | 0% | 0% | 0% | 0% | 1.181e-217% | 1.488e-143% | 4.388e-98% | 1.041e-68% | 5.531e-49% | 2.428e-35% | 1.089e-25% | 9.649e-19% | 1.12e-13% | 5.941e-10% | 3.358e-07% | 3.645e-05% | 0.001152% | 0.01434% | 0.08764% | 0.3096% | 0.7157% | 1.188% | 1.524% | 1.596%
61617.2282 | 2000 | 25.1 | 0% | 0% | 0% | 0% | 0% | 5.946e-220% | 3.741e-145% | 3.057e-99% | 1.435e-69% | 1.228e-49% | 7.603e-36% | 4.401e-26% | 4.73e-19% | 6.374e-14% | 3.801e-10% | 2.358e-07% | 2.759e-05% | 0.0009271% | 0.01213% | 0.07725% | 0.2825% | 0.6719% | 1.143% | 1.497% | 1.594%
62356.6271 | 2000 | 25.2 | 0% | 0% | 0% | 0% | 0% | 2.911e-222% | 9.21e-147% | 2.097e-100% | 1.954e-70% | 2.699e-50% | 2.361e-36% | 1.766e-26% | 2.305e-19% | 3.609e-14% | 2.421e-10% | 1.65e-07% | 2.081e-05% | 0.0007435% | 0.01023% | 0.06791% | 0.2571% | 0.6296% | 1.098% | 1.467% | 1.591%
63101.9175 | 2000 | 25.3 | 0% | 0% | 0% | 0% | 0% | 1.386e-224% | 2.222e-148% | 1.416e-101% | 2.628e-71% | 5.874e-51% | 7.272e-37% | 7.036e-27% | 1.116e-19% | 2.033e-14% | 1.535e-10% | 1.149e-07% | 1.564e-05% | 0.0005944% | 0.008605% | 0.05956% | 0.2335% | 0.5887% | 1.052% | 1.435% | 1.584%
63853.123 | 2000 | 25.4 | 0% | 0% | 0% | 0% | 0% | 6.418e-227% | 5.252e-150% | 9.41e-103% | 3.492e-72% | 1.266e-51% | 2.221e-37% | 2.784e-27% | 5.376e-20% | 1.139e-14% | 9.69e-11% | 7.977e-08% | 1.172e-05% | 0.0004738% | 0.007217% | 0.0521% | 0.2115% | 0.5493% | 1.006% | 1.402% | 1.575%
64610.2668 | 2000 | 25.5 | 0% | 0% | 0% | 0% | 0% | 2.891e-229% | 1.216e-151% | 6.158e-104% | 4.582e-73% | 2.7e-52% | 6.729e-38% | 1.094e-27% | 2.573e-20% | 6.352e-15% | 6.09e-11% | 5.514e-08% | 8.745e-06% | 0.0003765% | 0.006036% | 0.04547% | 0.1912% | 0.5116% | 0.9608% | 1.367% | 1.564%
65373.3724 | 2000 | 25.6 | 0% | 0% | 0% | 0% | 0% | 1.266e-231% | 2.761e-153% | 3.968e-105% | 5.939e-74% | 5.701e-53% | 2.022e-38% | 4.269e-28% | 1.225e-20% | 3.523e-15% | 3.81e-11% | 3.797e-08% | 6.506e-06% | 0.0002982% | 0.005034% | 0.03958% | 0.1725% | 0.4754% | 0.9156% | 1.331% | 1.55%
66142.463 | 2000 | 25.7 | 0% | 0% | 0% | 0% | 0% | 5.395e-234% | 6.138e-155% | 2.517e-106% | 7.603e-75% | 1.192e-53% | 6.024e-39% | 1.655e-28% | 5.793e-21% | 1.945e-15% | 2.374e-11% | 2.605e-08% | 4.823e-06% | 0.0002355% | 0.004187% | 0.03436% | 0.1552% | 0.4408% | 0.8708% | 1.293% | 1.534%
66917.5622 | 2000 | 25.8 | 0% | 0% | 0% | 0% | 0% | 2.236e-236% | 1.337e-156% | 1.572e-107% | 9.614e-76% | 2.468e-54% | 1.78e-39% | 6.368e-29% | 2.724e-21% | 1.068e-15% | 1.472e-11% | 1.78e-08% | 3.563e-06% | 0.0001854% | 0.003473% | 0.02976% | 0.1394% | 0.408% | 0.8267% | 1.255% | 1.516%
67698.6932 | 2000 | 25.9 | 0% | 0% | 0% | 0% | 0% | 9.011e-239% | 2.854e-158% | 9.663e-109% | 1.201e-76% | 5.057e-55% | 5.218e-40% | 2.434e-29% | 1.274e-21% | 5.833e-16% | 9.088e-12% | 1.211e-08% | 2.623e-06% | 0.0001455% | 0.002873% | 0.02571% | 0.1249% | 0.3768% | 0.7834% | 1.215% | 1.496%
68485.8795 | 2000 | 26 | 0% | 0% | 0% | 0% | 0% | 3.532e-241% | 5.969e-160% | 5.848e-110% | 1.481e-77% | 1.026e-55% | 1.517e-40% | 9.238e-30% | 5.919e-22% | 3.17e-16% | 5.586e-12% | 8.213e-09% | 1.925e-06% | 0.0001138% | 0.00237% | 0.02216% | 0.1116% | 0.3473% | 0.7409% | 1.175% | 1.473%
69279.1444 | 2000 | 26.1 | 0% | 0% | 0% | 0% | 0% | 1.347e-243% | 1.223e-161% | 3.485e-111% | 1.805e-78% | 2.061e-56% | 4.372e-41% | 3.482e-30% | 2.735e-22% | 1.714e-16% | 3.419e-12% | 5.546e-09% | 1.407e-06% | 8.88e-05% | 0.001949% | 0.01905% | 0.09953% | 0.3194% | 0.6994% | 1.134% | 1.449%
70078.5113 | 2000 | 26.2 | 0% | 0% | 0% | 0% | 0% | 4.994e-246% | 2.456e-163% | 2.044e-112% | 2.173e-79% | 4.1e-57% | 1.25e-41% | 1.303e-30% | 1.256e-22% | 9.223e-17% | 2.083e-12% | 3.731e-09% | 1.025e-06% | 6.905e-05% | 0.001599% | 0.01633% | 0.08856% | 0.2931% | 0.6589% | 1.092% | 1.422%
70884.0036 | 2000 | 26.3 | 0% | 0% | 0% | 0% | 0% | 1.801e-248% | 4.831e-165% | 1.181e-113% | 2.583e-80% | 8.073e-58% | 3.545e-42% | 4.845e-31% | 5.734e-23% | 4.937e-17% | 1.263e-12% | 2.5e-09% | 7.444e-07% | 5.353e-05% | 0.001308% | 0.01397% | 0.07862% | 0.2685% | 0.6197% | 1.05% | 1.394%
71695.6446 | 2000 | 26.4 | 0% | 0% | 0% | 0% | 0% | 6.318e-251% | 9.311e-167% | 6.713e-115% | 3.033e-81% | 1.574e-58% | 9.969e-43% | 1.789e-31% | 2.603e-23% | 2.629e-17% | 7.628e-13% | 1.668e-09% | 5.387e-07% | 4.137e-05% | 0.001067% | 0.01192% | 0.06964% | 0.2454% | 0.5816% | 1.008% | 1.364%
72513.4578 | 2000 | 26.5 | 0% | 0% | 0% | 0% | 0% | 2.155e-253% | 1.758e-168% | 3.758e-116% | 3.518e-82% | 3.038e-59% | 2.781e-43% | 6.557e-32% | 1.174e-23% | 1.393e-17% | 4.585e-13% | 1.109e-09% | 3.884e-07% | 3.187e-05% | 0.0008682% | 0.01015% | 0.06154% | 0.2239% | 0.5449% | 0.9662% | 1.333%
73337.4666 | 2000 | 26.6 | 0% | 0% | 0% | 0% | 0% | 7.152e-256% | 3.254e-170% | 2.071e-117% | 4.03e-83% | 5.805e-60% | 7.691e-44% | 2.387e-32% | 5.267e-24% | 7.343e-18% | 2.744e-13% | 7.346e-10% | 2.791e-07% | 2.448e-05% | 0.0007044% | 0.008613% | 0.05427% | 0.2038% | 0.5096% | 0.9244% | 1.3%
74167.6942 | 2000 | 26.7 | 0% | 0% | 0% | 0% | 0% | 2.308e-258% | 5.899e-172% | 1.124e-118% | 4.56e-84% | 1.098e-60% | 2.11e-44% | 8.631e-33% | 2.348e-24% | 3.851e-18% | 1.635e-13% | 4.846e-10% | 1.999e-07% | 1.874e-05% | 0.0005699% | 0.007294% | 0.04774% | 0.1851% | 0.4756% | 0.8828% | 1.266%
75004.1641 | 2000 | 26.8 | 0% | 0% | 0% | 0% | 0% | 7.245e-261% | 1.048e-173% | 6.001e-120% | 5.096e-85% | 2.057e-61% | 5.741e-45% | 3.099e-33% | 1.041e-24% | 2.009e-18% | 9.7e-14% | 3.184e-10% | 1.426e-07% | 1.431e-05% | 0.0004598% | 0.006161% | 0.04191% | 0.1678% | 0.443% | 0.8417% | 1.231%
75846.8997 | 2000 | 26.9 | 0% | 0% | 0% | 0% | 0% | 2.212e-263% | 1.824e-175% | 3.156e-121% | 5.626e-86% | 3.815e-62% | 1.549e-45% | 1.105e-33% | 4.587e-25% | 1.043e-18% | 5.729e-14% | 2.084e-10% | 1.014e-07% | 1.089e-05% | 0.0003699% | 0.005191% | 0.0367% | 0.1518% | 0.4119% | 0.801% | 1.195%
76695.9243 | 2000 | 27 | 0% | 0% | 0% | 0% | 0% | 6.567e-266% | 3.11e-177% | 1.634e-122% | 6.134e-87% | 7.004e-63% | 4.146e-46% | 3.913e-34% | 2.009e-25% | 5.387e-19% | 3.368e-14% | 1.359e-10% | 7.19e-08% | 8.26e-06% | 0.0002968% | 0.004363% | 0.03207% | 0.137% | 0.3823% | 0.761% | 1.159%
77551.2614 | 2000 | 27.1 | 0% | 0% | 0% | 0% | 0% | 1.897e-268% | 5.196e-179% | 8.327e-124% | 6.607e-88% | 1.273e-63% | 1.1e-46% | 1.376e-34% | 8.749e-26% | 2.768e-19% | 1.972e-14% | 8.825e-11% | 5.078e-08% | 6.247e-06% | 0.0002375% | 0.003658% | 0.02796% | 0.1235% | 0.3541% | 0.7218% | 1.121%
78412.9342 | 2000 | 27.2 | 0% | 0% | 0% | 0% | 0% | 5.327e-271% | 8.507e-181% | 4.178e-125% | 7.028e-89% | 2.291e-64% | 2.897e-47% | 4.805e-35% | 3.787e-26% | 1.415e-19% | 1.149e-14% | 5.709e-11% | 3.574e-08% | 4.71e-06% | 0.0001895% | 0.00306% | 0.02432% | 0.111% | 0.3274% | 0.6834% | 1.083%
79280.9662 | 2000 | 27.3 | 0% | 0% | 0% | 0% | 0% | 1.455e-273% | 1.365e-182% | 2.064e-126% | 7.385e-90% | 4.082e-65% | 7.562e-48% | 1.666e-35% | 1.63e-26% | 7.199e-20% | 6.666e-15% | 3.679e-11% | 2.507e-08% | 3.54e-06% | 0.0001508% | 0.002552% | 0.0211% | 0.09959% | 0.3021% | 0.6459% | 1.045%
80155.3808 | 2000 | 27.4 | 0% | 0% | 0% | 0% | 0% | 3.867e-276% | 2.145e-184% | 1.004e-127% | 7.664e-91% | 7.201e-66% | 1.958e-48% | 5.738e-36% | 6.972e-27% | 3.643e-20% | 3.85e-15% | 2.361e-11% | 1.752e-08% | 2.653e-06% | 0.0001196% | 0.002124% | 0.01827% | 0.08917% | 0.2783% | 0.6094% | 1.007%
81036.2013 | 2000 | 27.5 | 0% | 0% | 0% | 0% | 0% | 9.992e-279% | 3.302e-186% | 4.806e-129% | 7.857e-92% | 1.258e-66% | 5.028e-49% | 1.963e-36% | 2.965e-27% | 1.834e-20% | 2.214e-15% | 1.51e-11% | 1.221e-08% | 1.982e-06% | 9.467e-05% | 0.001763% | 0.01579% | 0.07967% | 0.2558% | 0.574% | 0.9679%
81923.4512 | 2000 | 27.6 | 0% | 0% | 0% | 0% | 0% | 2.512e-281% | 4.982e-188% | 2.266e-130% | 7.956e-93% | 2.175e-67% | 1.28e-49% | 6.666e-37% | 1.254e-27% | 9.187e-21% | 1.267e-15% | 9.616e-12% | 8.473e-09% | 1.476e-06% | 7.47e-05% | 0.00146% | 0.01361% | 0.07104% | 0.2347% | 0.5397% | 0.9292%
82817.1537 | 2000 | 27.7 | 0% | 0% | 0% | 0% | 0% | 6.14e-284% | 7.365e-190% | 1.051e-131% | 7.956e-94% | 3.723e-68% | 3.234e-50% | 2.248e-37% | 5.268e-28% | 4.578e-21% | 7.223e-16% | 6.1e-12% | 5.861e-09% | 1.096e-06% | 5.879e-05% | 0.001206% | 0.0117% | 0.06321% | 0.215% | 0.5065% | 0.8906%
83717.3323 | 2000 | 27.8 | 0% | 0% | 0% | 0% | 0% | 1.46e-286% | 1.067e-191% | 4.804e-133% | 7.86e-95% | 6.309e-69% | 8.102e-51% | 7.531e-38% | 2.201e-28% | 2.27e-21% | 4.099e-16% | 3.855e-12% | 4.04e-09% | 8.109e-07% | 4.613e-05% | 0.0009933% | 0.01004% | 0.05613% | 0.1965% | 0.4746% | 0.8523%
84624.0104 | 2000 | 27.9 | 0% | 0% | 0% | 0% | 0% | 3.376e-289% | 1.514e-193% | 2.161e-134% | 7.669e-96% | 1.059e-69% | 2.013e-51% | 2.505e-38% | 9.141e-29% | 1.12e-21% | 2.315e-16% | 2.427e-12% | 2.776e-09% | 5.983e-07% | 3.61e-05% | 0.0008163% | 0.008598% | 0.04974% | 0.1793% | 0.4439% | 0.8143%
85537.2113 | 2000 | 28 | 0% | 0% | 0% | 0% | 0% | 7.592e-292% | 2.105e-195% | 9.567e-136% | 7.391e-97% | 1.759e-70% | 4.959e-52% | 8.275e-39% | 3.774e-29% | 5.496e-22% | 1.302e-16% | 1.521e-12% | 1.9e-09% | 4.401e-07% | 2.818e-05% | 0.0006692% | 0.007344% | 0.04399% | 0.1633% | 0.4145% | 0.7767%
86456.9584 | 2000 | 28.1 | 0% | 0% | 0% | 0% | 0% | 1.661e-294% | 2.868e-197% | 4.171e-137% | 7.036e-98% | 2.893e-71% | 1.212e-52% | 2.715e-39% | 1.549e-29% | 2.684e-22% | 7.291e-17% | 9.502e-13% | 1.297e-09% | 3.227e-07% | 2.193e-05% | 0.0005472% | 0.006259% | 0.03882% | 0.1484% | 0.3863% | 0.7397%
87383.2752 | 2000 | 28.2 | 0% | 0% | 0% | 0% | 0% | 3.533e-297% | 3.829e-199% | 1.79e-138% | 6.615e-99% | 4.71e-72% | 2.937e-53% | 8.844e-40% | 6.321e-30% | 1.304e-22% | 4.064e-17% | 5.912e-13% | 8.815e-10% | 2.359e-07% | 1.702e-05% | 0.0004463% | 0.005322% | 0.03419% | 0.1347% | 0.3595% | 0.7034%
88316.1849 | 2000 | 28.3 | 0% | 0% | 0% | 0% | 0% | 7.311e-300% | 5.008e-201% | 7.564e-140% | 6.144e-100% | 7.594e-73% | 7.06e-54% | 2.861e-40% | 2.564e-30% | 6.302e-23% | 2.255e-17% | 3.664e-13% | 5.973e-10% | 1.72e-07% | 1.317e-05% | 0.0003631% | 0.004515% | 0.03005% | 0.1219% | 0.3339% | 0.6677%
89255.7109 | 2000 | 28.4 | 0% | 0% | 0% | 0% | 0% | 1.471e-302% | 6.417e-203% | 3.146e-141% | 5.636e-101% | 1.212e-73% | 1.683e-54% | 9.193e-41% | 1.034e-30% | 3.03e-23% | 1.246e-17% | 2.261e-13% | 4.033e-10% | 1.249e-07% | 1.017e-05% | 0.0002947% | 0.003822% | 0.02635% | 0.1102% | 0.3096% | 0.6329%
90201.8767 | 2000 | 28.5 | 0% | 0% | 0% | 0% | 0% | 2.88e-305% | 8.057e-205% | 1.289e-142% | 5.106e-102% | 1.915e-74% | 3.979e-55% | 2.933e-41% | 4.143e-31% | 1.45e-23% | 6.853e-18% | 1.391e-13% | 2.714e-10% | 9.049e-08% | 7.825e-06% | 0.0002386% | 0.003228% | 0.02306% | 0.09942% | 0.2866% | 0.5989%
91154.7056 | 2000 | 28.6 | 0% | 0% | 0% | 0% | 0% | 0% | 9.913e-207% | 5.196e-144% | 4.57e-103% | 2.997e-75% | 9.329e-56% | 9.294e-42% | 1.651e-31% | 6.901e-24% | 3.753e-18% | 8.517e-14% | 1.82e-10% | 6.534e-08% | 6.006e-06% | 0.0001927% | 0.00272% | 0.02014% | 0.08952% | 0.2648% | 0.5658%
92114.221 | 2000 | 28.7 | 0% | 0% | 0% | 0% | 0% | 0% | 1.195e-208% | 2.062e-145% | 4.04e-104% | 4.642e-76% | 2.169e-56% | 2.924e-42% | 6.54e-32% | 3.268e-24% | 2.046e-18% | 5.196e-14% | 1.216e-10% | 4.704e-08% | 4.597e-06% | 0.0001552% | 0.002287% | 0.01756% | 0.08045% | 0.2443% | 0.5337%
93080.4462 | 2000 | 28.8 | 0% | 0% | 0% | 0% | 0% | 0% | 1.411e-210% | 8.059e-147% | 3.527e-105% | 7.119e-77% | 5.003e-57% | 9.138e-43% | 2.575e-32% | 1.54e-24% | 1.11e-18% | 3.158e-14% | 8.097e-11% | 3.375e-08% | 3.509e-06% | 0.0001247% | 0.001918% | 0.01527% | 0.07216% | 0.225% | 0.5027%
94053.4047 | 2000 | 28.9 | 0% | 0% | 0% | 0% | 0% | 0% | 1.633e-212% | 3.101e-148% | 3.042e-106% | 1.081e-77% | 1.144e-57% | 2.836e-43% | 1.008e-32% | 7.218e-25% | 6e-19% | 1.911e-14% | 5.373e-11% | 2.415e-08% | 2.671e-06% | 9.996e-05% | 0.001606% | 0.01326% | 0.06461% | 0.2068% | 0.4726%
95033.1198 | 2000 | 29 | 0% | 0% | 0% | 0% | 0% | 0% | 1.851e-214% | 1.174e-149% | 2.591e-107% | 1.625e-78% | 2.596e-58% | 8.739e-44% | 3.923e-33% | 3.366e-25% | 3.228e-19% | 1.153e-14% | 3.554e-11% | 1.722e-08% | 2.028e-06% | 7.992e-05% | 0.001341% | 0.01148% | 0.05773% | 0.1898% | 0.4437%
96019.615 | 2000 | 29.1 | 0% | 0% | 0% | 0% | 0% | 0% | 2.057e-216% | 4.379e-151% | 2.18e-108% | 2.418e-79% | 5.841e-59% | 2.675e-44% | 1.518e-33% | 1.562e-25% | 1.729e-19% | 6.923e-15% | 2.342e-11% | 1.225e-08% | 1.535e-06% | 6.374e-05% | 0.001117% | 0.009927% | 0.05149% | 0.1738% | 0.4158%
97012.9135 | 2000 | 29.2 | 0% | 0% | 0% | 0% | 0% | 0% | 2.239e-218% | 1.608e-152% | 1.812e-109% | 3.562e-80% | 1.303e-59% | 8.129e-45% | 5.837e-34% | 7.211e-26% | 9.216e-20% | 4.142e-15% | 1.538e-11% | 8.681e-09% | 1.159e-06% | 5.07e-05% | 0.0009286% | 0.008564% | 0.04584% | 0.159% | 0.3891%
98013.0388 | 2000 | 29.3 | 0% | 0% | 0% | 0% | 0% | 0% | 2.388e-220% | 5.81e-154% | 1.487e-110% | 5.197e-81% | 2.884e-60% | 2.453e-45% | 2.231e-34% | 3.312e-26% | 4.892e-20% | 2.468e-15% | 1.007e-11% | 6.134e-09% | 8.723e-07% | 4.024e-05% | 0.0007701% | 0.007373% | 0.04073% | 0.1451% | 0.3635%
99020.0143 | 2000 | 29.4 | 0% | 0% | 0% | 0% | 0% | 0% | 2.495e-222% | 2.067e-155% | 1.206e-111% | 7.505e-82% | 6.329e-61% | 7.354e-46% | 8.481e-35% | 1.513e-26% | 2.585e-20% | 1.465e-15% | 6.566e-12% | 4.321e-09% | 6.549e-07% | 3.185e-05% | 0.0006373% | 0.006334% | 0.03613% | 0.1322% | 0.3391%
100033.8632 | 2000 | 29.5 | 0% | 0% | 0% | 0% | 0% | 0% | 2.554e-224% | 7.242e-157% | 9.656e-113% | 1.073e-82% | 1.378e-61% | 2.189e-46% | 3.204e-35% | 6.881e-27% | 1.36e-20% | 8.665e-16% | 4.268e-12% | 3.035e-09% | 4.903e-07% | 2.515e-05% | 0.0005262% | 0.00543% | 0.03198% | 0.1203% | 0.3158%
101054.6091 | 2000 | 29.6 | 0% | 0% | 0% | 0% | 0% | 0% | 2.562e-226% | 2.497e-158% | 7.638e-114% | 1.519e-83% | 2.974e-62% | 6.471e-47% | 1.203e-35% | 3.112e-27% | 7.125e-21% | 5.104e-16% | 2.765e-12% | 2.125e-09% | 3.66e-07% | 1.981e-05% | 0.0004334% | 0.004646% | 0.02826% | 0.1093% | 0.2936%
102082.2753 | 2000 | 29.7 | 0% | 0% | 0% | 0% | 0% | 0% | 2.518e-228% | 8.479e-160% | 5.967e-115% | 2.129e-84% | 6.367e-63% | 1.899e-47% | 4.493e-36% | 1.401e-27% | 3.715e-21% | 2.995e-16% | 1.785e-12% | 1.483e-09% | 2.725e-07% | 1.556e-05% | 0.0003562% | 0.003967% | 0.02492% | 0.09905% | 0.2726%
103116.8851 | 2000 | 29.8 | 0% | 0% | 0% | 0% | 0% | 0% | 2.425e-230% | 2.834e-161% | 4.605e-116% | 2.955e-85% | 1.352e-63% | 5.537e-48% | 1.668e-36% | 6.271e-28% | 1.929e-21% | 1.75e-16% | 1.148e-12% | 1.032e-09% | 2.023e-07% | 1.219e-05% | 0.0002921% | 0.00338% | 0.02193% | 0.08964% | 0.2526%
104158.4619 | 2000 | 29.9 | 0% | 0% | 0% | 0% | 0% | 0% | 2.288e-232% | 9.326e-163% | 3.51e-117% | 4.059e-86% | 2.847e-64% | 1.603e-48% | 6.153e-37% | 2.793e-28% | 9.969e-22% | 1.019e-16% | 7.359e-13% | 7.159e-10% | 1.498e-07% | 9.533e-06% | 0.000239% | 0.002874% | 0.01927% | 0.08098% | 0.2338%
105207.0292 | 2000 | 30 | 0% | 0% | 0% | 0% | 0% | 0% | 2.116e-234% | 3.021e-164% | 2.643e-118% | 5.521e-87% | 5.947e-65% | 4.609e-49% | 2.257e-37% | 1.238e-28% | 5.13e-22% | 5.908e-17% | 4.701e-13% | 4.951e-10% | 1.106e-07% | 7.434e-06% | 0.0001951% | 0.002438% | 0.0169% | 0.07303% | 0.216%
106262.6103 | 2000 | 30.1 | 0% | 0% | 0% | 0% | 0% | 0% | 1.916e-236% | 9.637e-166% | 1.965e-119% | 7.435e-88% | 1.232e-65% | 1.316e-49% | 8.229e-38% | 5.458e-29% | 2.628e-22% | 3.413e-17% | 2.993e-13% | 3.413e-10% | 8.145e-08% | 5.782e-06% | 0.0001589% | 0.002065% | 0.01479% | 0.06575% | 0.1992%
107325.2286 | 2000 | 30.2 | 0% | 0% | 0% | 0% | 0% | 0% | 1.701e-238% | 3.026e-167% | 1.444e-120% | 9.912e-89% | 2.53e-66% | 3.731e-50% | 2.983e-38% | 2.394e-29% | 1.34e-22% | 1.964e-17% | 1.899e-13% | 2.346e-10% | 5.981e-08% | 4.486e-06% | 0.0001291% | 0.001745% | 0.01292% | 0.05909% | 0.1834%
108394.9074 | 2000 | 30.3 | 0% | 0% | 0% | 0% | 0% | 0% | 1.479e-240% | 9.355e-169% | 1.047e-121% | 1.308e-89% | 5.155e-67% | 1.051e-50% | 1.075e-38% | 1.045e-29% | 6.805e-23% | 1.125e-17% | 1.201e-13% | 1.607e-10% | 4.379e-08% | 3.472e-06% | 0.0001047% | 0.001471% | 0.01126% | 0.05302% | 0.1687%
109471.6702 | 2000 | 30.4 | 0% | 0% | 0% | 0% | 0% | 0% | 1.26e-242% | 2.847e-170% | 7.505e-123% | 1.71e-90% | 1.042e-67% | 2.938e-51% | 3.85e-39% | 4.538e-30% | 3.44e-23% | 6.425e-18% | 7.564e-14% | 1.098e-10% | 3.198e-08% | 2.681e-06% | 8.47e-05% | 0.001238% | 0.009803% | 0.04748% | 0.1548%
110555.5403 | 2000 | 30.5 | 0% | 0% | 0% | 0% | 0% | 0% | 1.052e-244% | 8.53e-172% | 5.312e-124% | 2.212e-91% | 2.088e-68% | 8.158e-52% | 1.371e-39% | 1.96e-30% | 1.731e-23% | 3.654e-18% | 4.75e-14% | 7.476e-11% | 2.329e-08% | 2.064e-06% | 6.836e-05% | 0.00104% | 0.008515% | 0.04245% | 0.1419%
111646.5411 | 2000 | 30.6 | 0% | 0% | 0% | 0% | 0% | 0% | 8.605e-247% | 2.516e-173% | 3.714e-125% | 2.833e-92% | 4.149e-69% | 2.25e-52% | 4.854e-40% | 8.427e-31% | 8.673e-24% | 2.07e-18% | 2.972e-14% | 5.075e-11% | 1.691e-08% | 1.586e-06% | 5.505e-05% | 0.0008715% | 0.007383% | 0.03789% | 0.1298%
112744.6959 | 2000 | 30.7 | 0% | 0% | 0% | 0% | 0% | 0% | 6.896e-249% | 7.307e-175% | 2.565e-126% | 3.593e-93% | 8.179e-70% | 6.161e-53% | 1.708e-40% | 3.603e-31% | 4.326e-24% | 1.168e-18% | 1.853e-14% | 3.434e-11% | 1.225e-08% | 1.215e-06% | 4.423e-05% | 0.0007289% | 0.006389% | 0.03376% | 0.1186%
113850.0283 | 2000 | 30.8 | 0% | 0% | 0% | 0% | 0% | 0% | 5.415e-251% | 2.089e-176% | 1.749e-127% | 4.512e-94% | 1.599e-70% | 1.676e-53% | 5.975e-41% | 1.533e-31% | 2.148e-24% | 6.563e-19% | 1.152e-14% | 2.317e-11% | 8.844e-09% | 9.287e-07% | 3.546e-05% | 0.0006083% | 0.005518% | 0.03003% | 0.1082%
114962.5614 | 2000 | 30.9 | 0% | 0% | 0% | 0% | 0% | 0% | 4.166e-253% | 5.88e-178% | 1.179e-128% | 5.608e-95% | 3.1e-71% | 4.525e-54% | 2.078e-41% | 6.49e-32% | 1.062e-24% | 3.675e-19% | 7.131e-15% | 1.559e-11% | 6.369e-09% | 7.081e-07% | 2.836e-05% | 0.0005067% | 0.004757% | 0.02666% | 0.09853%
116082.3188 | 2000 | 31 | 0% | 0% | 0% | 0% | 0% | 0% | 3.141e-255% | 1.629e-179% | 7.843e-130% | 6.902e-96% | 5.961e-72% | 1.214e-54% | 7.184e-42% | 2.733e-32% | 5.227e-25% | 2.049e-19% | 4.401e-15% | 1.045e-11% | 4.574e-09% | 5.385e-07% | 2.263e-05% | 0.0004211% | 0.004093% | 0.02363% | 0.08958%
117209.3238 | 2000 | 31.1 | 0% | 0% | 0% | 0% | 0% | 0% | 2.32e-257% | 4.445e-181% | 5.155e-131% | 8.41e-97% | 1.137e-72% | 3.233e-55% | 2.469e-42% | 1.145e-32% | 2.561e-25% | 1.138e-19% | 2.706e-15% | 6.986e-12% | 3.276e-09% | 4.085e-07% | 1.802e-05% | 0.0003493% | 0.003515% | 0.02091% | 0.08131%
118343.5997 | 2000 | 31.2 | 0% | 0% | 0% | 0% | 0% | 0% | 1.679e-259% | 1.194e-182% | 3.347e-132% | 1.015e-97% | 2.15e-73% | 8.551e-56% | 8.435e-43% | 4.774e-33% | 1.25e-25% | 6.299e-20% | 1.659e-15% | 4.655e-12% | 2.34e-09% | 3.091e-07% | 1.431e-05% | 0.0002891% | 0.003014% | 0.01847% | 0.07369%
119485.17 | 2000 | 31.3 | 0% | 0% | 0% | 0% | 0% | 0% | 1.19e-261% | 3.157e-184% | 2.146e-133% | 1.212e-98% | 4.033e-74% | 2.246e-56% | 2.865e-43% | 1.98e-33% | 6.069e-26% | 3.472e-20% | 1.013e-15% | 3.093e-12% | 1.667e-09% | 2.333e-07% | 1.135e-05% | 0.0002388% | 0.002578% | 0.01628% | 0.06668%
120634.0581 | 2000 | 31.4 | 0% | 0% | 0% | 0% | 0% | 0% | 8.27e-264% | 8.218e-186% | 1.359e-134% | 1.433e-99% | 7.503e-75% | 5.86e-57% | 9.673e-44% | 8.169e-34% | 2.934e-26% | 1.906e-20% | 6.165e-16% | 2.048e-12% | 1.184e-09% | 1.757e-07% | 8.973e-06% | 0.0001969% | 0.002202% | 0.01433% | 0.06024%
121790.2872 | 2000 | 31.5 | 0% | 0% | 0% | 0% | 0% | 0% | 5.629e-266% | 2.106e-187% | 8.504e-136% | 1.677e-100% | 1.384e-75% | 1.518e-57% | 3.247e-44% | 3.354e-34% | 1.413e-26% | 1.042e-20% | 3.739e-16% | 1.352e-12% | 8.384e-10% | 1.32e-07% | 7.08e-06% | 0.000162% | 0.001877% | 0.01259% | 0.05433%
122953.8809 | 2000 | 31.6 | 0% | 0% | 0% | 0% | 0% | 0% | 3.754e-268% | 5.314e-189% | 5.255e-137% | 1.944e-101% | 2.533e-76% | 3.905e-58% | 1.083e-44% | 1.37e-34% | 6.769e-27% | 5.678e-21% | 2.26e-16% | 8.902e-13% | 5.922e-10% | 9.887e-08% | 5.573e-06% | 0.000133% | 0.001597% | 0.01105% | 0.04893%
124124.8624 | 2000 | 31.7 | 0% | 0% | 0% | 0% | 0% | 0% | 2.453e-270% | 1.32e-190% | 3.208e-138% | 2.231e-102% | 4.597e-77% | 9.978e-59% | 3.593e-45% | 5.566e-35% | 3.23e-27% | 3.081e-21% | 1.361e-16% | 5.841e-13% | 4.172e-10% | 7.389e-08% | 4.378e-06% | 0.0001089% | 0.001356% | 0.009672% | 0.04399%
125303.2551 | 2000 | 31.8 | 0% | 0% | 0% | 0% | 0% | 0% | 1.571e-272% | 3.228e-192% | 1.934e-139% | 2.534e-103% | 8.274e-78% | 2.532e-59% | 1.185e-45% | 2.25e-35% | 1.534e-27% | 1.665e-21% | 8.172e-17% | 3.821e-13% | 2.93e-10% | 5.508e-08% | 3.431e-06% | 8.905e-05% | 0.001149% | 0.008454% | 0.03948%
126489.0825 | 2000 | 31.9 | 0% | 0% | 0% | 0% | 0% | 0% | 9.855e-275% | 7.772e-194% | 1.151e-140% | 2.851e-104% | 1.477e-78% | 6.379e-60% | 3.884e-46% | 9.052e-36% | 7.255e-28% | 8.967e-22% | 4.889e-17% | 2.492e-13% | 2.053e-10% | 4.096e-08% | 2.682e-06% | 7.265e-05% | 0.0009721% | 0.007377% | 0.03539%
127682.3679 | 2000 | 32 | 0% | 0% | 0% | 0% | 0% | 0% | 6.057e-277% | 1.842e-195% | 6.773e-142% | 3.174e-105% | 2.615e-79% | 1.596e-60% | 1.265e-46% | 3.623e-36% | 3.416e-28% | 4.809e-22% | 2.914e-17% | 1.62e-13% | 1.434e-10% | 3.038e-08% | 2.093e-06% | 5.915e-05% | 0.0008208% | 0.006426% | 0.03166%
128883.1347 | 2000 | 32.1 | 0% | 0% | 0% | 0% | 0% | 0% | 3.648e-279% | 4.298e-197% | 3.935e-143% | 3.5e-106% | 4.591e-80% | 3.966e-61% | 4.099e-47% | 1.442e-36% | 1.601e-28% | 2.569e-22% | 1.731e-17% | 1.05e-13% | 9.989e-11% | 2.248e-08% | 1.629e-06% | 4.806e-05% | 0.0006917% | 0.005588% | 0.02828%
130091.4063 | 2000 | 32.2 | 0% | 0% | 0% | 0% | 0% | 0% | 2.153e-281% | 9.875e-199% | 2.258e-144% | 3.82e-107% | 7.994e-81% | 9.787e-62% | 1.32e-47% | 5.713e-37% | 7.47e-29% | 1.367e-22% | 1.025e-17% | 6.785e-14% | 6.94e-11% | 1.659e-08% | 1.265e-06% | 3.897e-05% | 0.0005819% | 0.004851% | 0.02523%
131307.206 | 2000 | 32.3 | 0% | 0% | 0% | 0% | 0% | 0% | 1.245e-283% | 2.233e-200% | 1.28e-145% | 4.128e-108% | 1.381e-81% | 2.398e-62% | 4.226e-48% | 2.252e-37% | 3.47e-29% | 7.247e-23% | 6.047e-18% | 4.371e-14% | 4.808e-11% | 1.221e-08% | 9.801e-07% | 3.153e-05% | 0.0004885% | 0.004203% | 0.02246%
132530.5572 | 2000 | 32.4 | 0% | 0% | 0% | 0% | 0% | 0% | 7.051e-286% | 4.973e-202% | 7.164e-147% | 4.417e-109% | 2.365e-82% | 5.837e-63% | 1.345e-48% | 8.829e-38% | 1.605e-29% | 3.826e-23% | 3.555e-18% | 2.807e-14% | 3.322e-11% | 8.969e-09% | 7.577e-07% | 2.546e-05% | 0.0004094% | 0.003636% | 0.01997%
133761.4833 | 2000 | 32.5 | 0% | 0% | 0% | 0% | 0% | 0% | 3.913e-288% | 1.09e-203% | 3.961e-148% | 4.679e-110% | 4.017e-83% | 1.411e-63% | 4.254e-49% | 3.444e-38% | 7.39e-30% | 2.012e-23% | 2.083e-18% | 1.797e-14% | 2.288e-11% | 6.57e-09% | 5.844e-07% | 2.052e-05% | 0.0003424% | 0.00314% | 0.01773%
135000.0078 | 2000 | 32.6 | 0% | 0% | 0% | 0% | 0% | 0% | 2.128e-290% | 2.353e-205% | 2.163e-149% | 4.907e-111% | 6.767e-84% | 3.386e-64% | 1.338e-49% | 1.337e-38% | 3.388e-30% | 1.054e-23% | 1.216e-18% | 1.147e-14% | 1.572e-11% | 4.801e-09% | 4.498e-07% | 1.65e-05% | 0.0002859% | 0.002707% | 0.01571%
136246.1539 | 2000 | 32.7 | 0% | 0% | 0% | 0% | 0% | 0% | 1.134e-292% | 4.998e-207% | 1.167e-150% | 5.095e-112% | 1.131e-84% | 8.07e-65% | 4.183e-50% | 5.162e-39% | 1.546e-30% | 5.501e-24% | 7.077e-19% | 7.297e-15% | 1.077e-11% | 3.499e-09% | 3.454e-07% | 1.324e-05% | 0.0002382% | 0.002329% | 0.0139%
137499.945 | 2000 | 32.8 | 0% | 0% | 0% | 0% | 0% | 0% | 5.921e-295% | 1.045e-208% | 6.219e-152% | 5.237e-113% | 1.874e-85% | 1.91e-65% | 1.3e-50% | 1.983e-39% | 7.025e-31% | 2.86e-24% | 4.103e-19% | 4.628e-15% | 7.36e-12% | 2.544e-09% | 2.646e-07% | 1.06e-05% | 0.0001981% | 0.002001% | 0.01228%
138761.4045 | 2000 | 32.9 | 0% | 0% | 0% | 0% | 0% | 0% | 3.029e-297% | 2.153e-210% | 3.273e-153% | 5.33e-114% | 3.079e-86% | 4.49e-66% | 4.016e-51% | 7.58e-40% | 3.178e-31% | 1.481e-24% | 2.371e-19% | 2.927e-15% | 5.015e-12% | 1.845e-09% | 2.022e-07% | 8.473e-06% | 0.0001644% | 0.001716% | 0.01083%
140030.5559 | 2000 | 33 | 0% | 0% | 0% | 0% | 0% | 0% | 1.518e-299% | 4.365e-212% | 1.702e-154% | 5.371e-115% | 5.019e-87% | 1.048e-66% | 1.234e-51% | 2.883e-40% | 1.431e-31% | 7.637e-25% | 1.365e-19% | 1.845e-15% | 3.408e-12% | 1.335e-09% | 1.542e-07% | 6.758e-06% | 0.0001362% | 0.001469% | 0.009536%
141307.4224 | 2000 | 33.1 | 0% | 0% | 0% | 0% | 0% | 0% | 7.454e-302% | 8.712e-214% | 8.737e-156% | 5.358e-116% | 8.113e-88% | 2.43e-67% | 3.766e-52% | 1.091e-40% | 6.415e-32% | 3.923e-25% | 7.836e-20% | 1.159e-15% | 2.309e-12% | 9.632e-10% | 1.174e-07% | 5.378e-06% | 0.0001127% | 0.001256% | 0.008384%
142592.0275 | 2000 | 33.2 | 0% | 0% | 0% | 0% | 0% | 0% | 3.587e-304% | 1.712e-215% | 4.431e-157% | 5.292e-117% | 1.301e-88% | 5.593e-68% | 1.143e-52% | 4.106e-41% | 2.863e-32% | 2.008e-25% | 4.481e-20% | 7.264e-16% | 1.56e-12% | 6.933e-10% | 8.909e-08% | 4.272e-06% | 9.3e-05% | 0.001071% | 0.007359%
143884.3946 | 2000 | 33.3 | 0% | 0% | 0% | 0% | 0% | 0% | 0% | 3.312e-217% | 2.22e-158% | 5.174e-118% | 2.068e-89% | 1.279e-68% | 3.449e-53% | 1.538e-41% | 1.272e-32% | 1.023e-25% | 2.554e-20% | 4.537e-16% | 1.051e-12% | 4.978e-10% | 6.749e-08% | 3.386e-06% | 7.662e-05% | 0.0009122% | 0.006449%
145184.547 | 2000 | 33.4 | 0% | 0% | 0% | 0% | 0% | 0% | 0% | 6.307e-219% | 1.098e-159% | 5.009e-119% | 3.261e-90% | 2.903e-69% | 1.035e-53% | 5.729e-42% | 5.629e-33% | 5.197e-26% | 1.45e-20% | 2.825e-16% | 7.065e-13% | 3.566e-10% | 5.1e-08% | 2.678e-06% | 6.3e-05% | 0.0007755% | 0.005642%
146492.508 | 2000 | 33.5 | 0% | 0% | 0% | 0% | 0% | 0% | 0% | 1.183e-220% | 5.368e-161% | 4.801e-120% | 5.101e-91% | 6.546e-70% | 3.085e-54% | 2.124e-42% | 2.479e-33% | 2.628e-26% | 8.209e-21% | 1.753e-16% | 4.735e-13% | 2.547e-10% | 3.846e-08% | 2.114e-06% | 5.171e-05% | 0.0006582% | 0.004929%
147808.3012 | 2000 | 33.6 | 0% | 0% | 0% | 0% | 0% | 0% | 0% | 2.183e-222% | 2.591e-162% | 4.556e-121% | 7.911e-92% | 1.466e-70% | 9.145e-55% | 7.833e-43% | 1.087e-33% | 1.324e-26% | 4.63e-21% | 1.085e-16% | 3.164e-13% | 1.815e-10% | 2.893e-08% | 1.665e-06% | 4.236e-05% | 0.0005576% | 0.004299%
149131.9498 | 2000 | 33.7 | 0% | 0% | 0% | 0% | 0% | 0% | 0% | 3.967e-224% | 1.236e-163% | 4.28e-122% | 1.217e-92% | 3.259e-71% | 2.695e-55% | 2.874e-43% | 4.745e-34% | 6.646e-27% | 2.602e-21% | 6.694e-17% | 2.109e-13% | 1.291e-10% | 2.172e-08% | 1.309e-06% | 3.464e-05% | 0.0004716% | 0.003743%
150463.4772 | 2000 | 33.8 | 0% | 0% | 0% | 0% | 0% | 0% | 0% | 7.098e-226% | 5.82e-165% | 3.981e-123% | 1.857e-93% | 7.196e-72% | 7.894e-56% | 1.049e-43% | 2.062e-34% | 3.322e-27% | 1.458e-21% | 4.117e-17% | 1.401e-13% | 9.152e-11% | 1.626e-08% | 1.027e-06% | 2.827e-05% | 0.0003982% | 0.003254%
151802.9069 | 2000 | 33.9 | 0% | 0% | 0% | 0% | 0% | 0% | 0% | 1.25e-227% | 2.707e-166% | 3.666e-124% | 2.809e-94% | 1.578e-72% | 2.299e-56% | 3.811e-44% | 8.923e-35% | 1.654e-27% | 8.137e-22% | 2.524e-17% | 9.288e-14% | 6.473e-11% | 1.215e-08% | 8.038e-07% | 2.302e-05% | 0.0003356% | 0.002824%
153150.2621 | 2000 | 34 | 0% | 0% | 0% | 0% | 0% | 0% | 0% | 2.168e-229% | 1.244e-167% | 3.343e-125% | 4.216e-95% | 3.437e-73% | 6.654e-57% | 1.377e-44% | 3.844e-35% | 8.205e-28% | 4.526e-22% | 1.543e-17% | 6.138e-14% | 4.567e-11% | 9.061e-09% | 6.279e-07% | 1.872e-05% | 0.0002823% | 0.002448%
154505.5663 | 2000 | 34.1 | 0% | 0% | 0% | 0% | 0% | 0% | 0% | 3.701e-231% | 5.645e-169% | 3.017e-126% | 6.275e-96% | 7.432e-74% | 1.915e-57% | 4.952e-45% | 1.648e-35% | 4.054e-28% | 2.509e-22% | 9.401e-18% | 4.046e-14% | 3.215e-11% | 6.74e-09% | 4.895e-07% | 1.519e-05% | 0.0002371% | 0.002118%
155868.8429 | 2000 | 34.2 | 0% | 0% | 0% | 0% | 0% | 0% | 0% | 6.221e-233% | 2.531e-170% | 2.696e-127% | 9.262e-97% | 1.596e-74% | 5.478e-58% | 1.771e-45% | 7.037e-36% | 1.995e-28% | 1.386e-22% | 5.711e-18% | 2.659e-14% | 2.257e-11% | 5.002e-09% | 3.809e-07% | 1.23e-05% | 0.0001988% | 0.001829%
157240.1152 | 2000 | 34.3 | 0% | 0% | 0% | 0% | 0% | 0% | 0% | 1.029e-234% | 1.12e-171% | 2.386e-128% | 1.356e-97% | 3.404e-75% | 1.558e-58% | 6.303e-46% | 2.991e-36% | 9.781e-29% | 7.631e-23% | 3.459e-18% | 1.743e-14% | 1.58e-11% | 3.704e-09% | 2.957e-07% | 9.947e-06% | 0.0001664% | 0.001578%
158619.4067 | 2000 | 34.4 | 0% | 0% | 0% | 0% | 0% | 0% | 0% | 1.677e-236% | 4.9e-173% | 2.09e-129% | 1.968e-98% | 7.211e-76% | 4.405e-59% | 2.232e-46% | 1.266e-36% | 4.776e-29% | 4.186e-23% | 2.088e-18% | 1.139e-14% | 1.104e-11% | 2.737e-09% | 2.291e-07% | 8.026e-06% | 0.000139% | 0.001358%
160006.7406 | 2000 | 34.5 | 0% | 0% | 0% | 0% | 0% | 0% | 0% | 2.689e-238% | 2.117e-174% | 1.813e-130% | 2.834e-99% | 1.517e-76% | 1.238e-59% | 7.862e-47% | 5.333e-37% | 2.323e-29% | 2.289e-23% | 1.257e-18% | 7.426e-15% | 7.693e-12% | 2.017e-09% | 1.771e-07% | 6.464e-06% | 0.000116% | 0.001168%
161402.1404 | 2000 | 34.6 | 0% | 0% | 0% | 0% | 0% | 0% | 0% | 4.246e-240% | 9.032e-176% | 1.556e-131% | 4.047e-100% | 3.168e-77% | 3.459e-60% | 2.755e-47% | 2.237e-37% | 1.126e-29% | 1.247e-23% | 7.54e-19% | 4.827e-15% | 5.347e-12% | 1.484e-09% | 1.367e-07% | 5.196e-06% | 9.656e-05% | 0.001002%
162805.6294 | 2000 | 34.7 | 0% | 0% | 0% | 0% | 0% | 0% | 0% | 6.6e-242% | 3.806e-177% | 1.323e-132% | 5.732e-101% | 6.572e-78% | 9.606e-61% | 9.608e-48% | 9.339e-38% | 5.432e-30% | 6.771e-24% | 4.51e-19% | 3.129e-15% | 3.707e-12% | 1.089e-09% | 1.052e-07% | 4.169e-06% | 8.026e-05% | 0.0008589%
164217.2311 | 2000 | 34.8 | 0% | 0% | 0% | 0% | 0% | 0% | 0% | 1.01e-243% | 1.584e-178% | 1.113e-133% | 8.052e-102% | 1.354e-78% | 2.652e-61% | 3.333e-48% | 3.882e-38% | 2.612e-30% | 3.664e-24% | 2.69e-19% | 2.023e-15% | 2.564e-12% | 7.97e-10% | 8.087e-08% | 3.339e-06% | 6.66e-05% | 0.0007348%
165636.9688 | 2000 | 34.9 | 0% | 0% | 0% | 0% | 0% | 0% | 0% | 1.522e-245% | 6.515e-180% | 9.278e-135% | 1.122e-102% | 2.77e-79% | 7.28e-62% | 1.15e-48% | 1.607e-38% | 1.251e-30% | 1.975e-24% | 1.599e-19% | 1.304e-15% | 1.769e-12% | 5.822e-10% | 6.201e-08% | 2.669e-06% | 5.516e-05% | 0.0006277%
167064.8659 | 2000 | 35 | 0% | 0% | 0% | 0% | 0% | 0% | 0% | 2.257e-247% | 2.646e-181% | 7.654e-136% | 1.55e-103% | 5.627e-80% | 1.986e-62% | 3.951e-49% | 6.62e-39% | 5.965e-31% | 1.062e-24% | 9.476e-20% | 8.382e-16% | 1.217e-12% | 4.243e-10% | 4.745e-08% | 2.129e-06% | 4.561e-05% | 0.0005353%
168500.9457 | 2000 | 35.1 | 0% | 0% | 0% | 0% | 0% | 0% | 0% | 3.296e-249% | 1.061e-182% | 6.251e-137% | 2.123e-104% | 1.135e-80% | 5.388e-63% | 1.35e-49% | 2.716e-39% | 2.834e-31% | 5.684e-25% | 5.599e-20% | 5.374e-16% | 8.355e-13% | 3.086e-10% | 3.624e-08% | 1.695e-06% | 3.765e-05% | 0.0004558%
169945.2317 | 2000 | 35.2 | 0% | 0% | 0% | 0% | 0% | 0% | 0% | 4.738e-251% | 4.205e-184% | 5.055e-138% | 2.886e-105% | 2.275e-81% | 1.453e-63% | 4.588e-50% | 1.109e-39% | 1.341e-31% | 3.033e-25% | 3.298e-20% | 3.435e-16% | 5.721e-13% | 2.239e-10% | 2.762e-08% | 1.347e-06% | 3.103e-05% | 0.0003875%
171397.7472 | 2000 | 35.3 | 0% | 0% | 0% | 0% | 0% | 0% | 0% | 6.706e-253% | 1.646e-185% | 4.047e-139% | 3.889e-106% | 4.526e-82% | 3.894e-64% | 1.551e-50% | 4.509e-40% | 6.324e-32% | 1.613e-25% | 1.936e-20% | 2.19e-16% | 3.907e-13% | 1.621e-10% | 2.1e-08% | 1.069e-06% | 2.552e-05% | 0.0003289%
172858.5157 | 2000 | 35.4 | 0% | 0% | 0% | 0% | 0% | 0% | 0% | 9.344e-255% | 6.361e-187% | 3.208e-140% | 5.199e-107% | 8.943e-83% | 1.038e-64% | 5.22e-51% | 1.825e-40% | 2.97e-32% | 8.549e-26% | 1.134e-20% | 1.392e-16% | 2.662e-13% | 1.17e-10% | 1.594e-08% | 8.463e-07% | 2.096e-05% | 0.0002787%
174327.5604 | 2000 | 35.5 | 0% | 0% | 0% | 0% | 0% | 0% | 0% | 1.282e-256% | 2.429e-188% | 2.517e-141% | 6.892e-108% | 1.755e-83% | 2.749e-65% | 1.747e-51% | 7.354e-41% | 1.389e-32% | 4.515e-26% | 6.615e-21% | 8.828e-17% | 1.809e-13% | 8.434e-11% | 1.207e-08% | 6.689e-07% | 1.718e-05% | 0.0002358%
175804.9047 | 2000 | 35.6 | 0% | 0% | 0% | 0% | 0% | 0% | 0% | 1.731e-258% | 9.159e-190% | 1.956e-142% | 9.061e-109% | 3.42e-84% | 7.239e-66% | 5.819e-52% | 2.95e-41% | 6.473e-33% | 2.376e-26% | 3.848e-21% | 5.582e-17% | 1.226e-13% | 6.064e-11% | 9.125e-09% | 5.276e-07% | 1.406e-05% | 0.0001992%
177290.5722 | 2000 | 35.7 | 0% | 0% | 0% | 0% | 0% | 0% | 0% | 2.302e-260% | 3.412e-191% | 1.504e-143% | 1.182e-109% | 6.618e-85% | 1.895e-66% | 1.928e-52% | 1.178e-41% | 3.005e-33% | 1.246e-26% | 2.232e-21% | 3.519e-17% | 8.293e-14% | 4.35e-11% | 6.883e-09% | 4.154e-07% | 1.148e-05% | 0.000168%
178784.586 | 2000 | 35.8 | 0% | 0% | 0% | 0% | 0% | 0% | 0% | 3.013e-262% | 1.255e-192% | 1.146e-144% | 1.528e-110% | 1.272e-85% | 4.932e-67% | 6.357e-53% | 4.686e-42% | 1.389e-33% | 6.514e-27% | 1.291e-21% | 2.213e-17% | 5.594e-14% | 3.113e-11% | 5.18e-09% | 3.264e-07% | 9.364e-06% | 0.0001414%
180286.9697 | 2000 | 35.9 | 0% | 0% | 0% | 0% | 0% | 0% | 0% | 3.882e-264% | 4.562e-194% | 8.637e-146% | 1.96e-111% | 2.427e-86% | 1.276e-67% | 2.085e-53% | 1.855e-42% | 6.397e-34% | 3.393e-27% | 7.439e-22% | 1.388e-17% | 3.764e-14% | 2.223e-11% | 3.891e-09% | 2.56e-07% | 7.623e-06% | 0.0001189%
181797.7465 | 2000 | 36 | 0% | 0% | 0% | 0% | 0% | 0% | 0% | 4.925e-266% | 1.637e-195% | 6.447e-147% | 2.493e-112% | 4.601e-87% | 3.281e-68% | 6.803e-54% | 7.311e-43% | 2.934e-34% | 1.761e-27% | 4.275e-22% | 8.677e-18% | 2.526e-14% | 1.584e-11% | 2.917e-09% | 2.004e-07% | 6.195e-06% | 9.977e-05%
183316.9399 | 2000 | 36.1 | 0% | 0% | 0% | 0% | 0% | 0% | 0% | 6.152e-268% | 5.805e-197% | 4.765e-148% | 3.145e-113% | 8.66e-88% | 8.389e-69% | 2.209e-54% | 2.868e-43% | 1.341e-34% | 9.111e-28% | 2.449e-22% | 5.41e-18% | 1.691e-14% | 1.126e-11% | 2.182e-09% | 1.566e-07% | 5.025e-06% | 8.36e-05%
184844.5732 | 2000 | 36.2 | 0% | 0% | 0% | 0% | 0% | 0% | 0% | 7.565e-270% | 2.033e-198% | 3.486e-149% | 3.935e-114% | 1.619e-88% | 2.132e-69% | 7.134e-55% | 1.121e-43% | 6.103e-35% | 4.697e-28% | 1.399e-22% | 3.364e-18% | 1.129e-14% | 7.986e-12% | 1.629e-09% | 1.221e-07% | 4.07e-06% | 6.994e-05%
186380.6699 | 2000 | 36.3 | 0% | 0% | 0% | 0% | 0% | 0% | 0% | 9.158e-272% | 7.032e-200% | 2.525e-150% | 4.882e-115% | 3.005e-89% | 5.386e-70% | 2.293e-55% | 4.358e-44% | 2.767e-35% | 2.413e-28% | 7.963e-23% | 2.086e-18% | 7.523e-15% | 5.651e-12% | 1.213e-09% | 9.508e-08% | 3.29e-06% | 5.842e-05%
187925.2533 | 2000 | 36.4 | 0% | 0% | 0% | 0% | 0% | 0% | 0% | 1.091e-273% | 2.403e-201% | 1.811e-151% | 6.008e-116% | 5.539e-90% | 1.353e-70% | 7.33e-56% | 1.687e-44% | 1.25e-35% | 1.235e-28% | 4.52e-23% | 1.29e-18% | 4.999e-15% | 3.99e-12% | 9.021e-10% | 7.387e-08% | 2.655e-06% | 4.872e-05%
189478.3467 | 2000 | 36.5 | 0% | 0% | 0% | 0% | 0% | 0% | 0% | 1.281e-275% | 8.108e-203% | 1.286e-152% | 7.333e-117% | 1.014e-90% | 3.378e-71% | 2.332e-56% | 6.503e-45% | 5.622e-36% | 6.302e-29% | 2.557e-23% | 7.957e-19% | 3.314e-15% | 2.811e-12% | 6.693e-10% | 5.729e-08% | 2.139e-06% | 4.056e-05%
191039.9736 | 2000 | 36.6 | 0% | 0% | 0% | 0% | 0% | 0% | 0% | 1.479e-277% | 2.702e-204% | 9.041e-154% | 8.877e-118% | 1.843e-91% | 8.384e-72% | 7.379e-57% | 2.496e-45% | 2.519e-36% | 3.204e-29% | 1.443e-23% | 4.893e-19% | 2.191e-15% | 1.976e-12% | 4.955e-10% | 4.434e-08% | 1.72e-06% | 3.372e-05%
192610.1574 | 2000 | 36.7 | 0% | 0% | 0% | 0% | 0% | 0% | 0% | 1.682e-279% | 8.897e-206% | 6.292e-155% | 1.066e-118% | 3.328e-92% | 2.069e-72% | 2.323e-57% | 9.534e-46% | 1.124e-36% | 1.623e-29% | 8.112e-24% | 3.001e-19% | 1.445e-15% | 1.385e-12% | 3.661e-10% | 3.426e-08% | 1.381e-06% | 2.798e-05%
194188.9213 | 2000 | 36.8 | 0% | 0% | 0% | 0% | 0% | 0% | 0% | 1.884e-281% | 2.893e-207% | 4.336e-156% | 1.269e-119% | 5.967e-93% | 5.074e-73% | 7.278e-58% | 3.626e-46% | 4.999e-37% | 8.195e-30% | 4.548e-24% | 1.835e-19% | 9.505e-16% | 9.694e-13% | 2.699e-10% | 2.642e-08% | 1.107e-06% | 2.319e-05%
195776.2889 | 2000 | 36.9 | 0% | 0% | 0% | 0% | 0% | 0% | 0% | 2.076e-283% | 9.293e-209% | 2.958e-157% | 1.498e-120% | 1.062e-93% | 1.237e-73% | 2.268e-58% | 1.373e-46% | 2.214e-37% | 4.124e-30% | 2.542e-24% | 1.119e-19% | 6.238e-16% | 6.767e-13% | 1.986e-10% | 2.033e-08% | 8.855e-07% | 1.918e-05%
197372.2834 | 2000 | 37 | 0% | 0% | 0% | 0% | 0% | 0% | 0% | 2.253e-285% | 2.948e-210% | 1.998e-158% | 1.755e-121% | 1.878e-94% | 2.999e-74% | 7.034e-59% | 5.176e-47% | 9.768e-38% | 2.068e-30% | 1.416e-24% | 6.808e-20% | 4.083e-16% | 4.713e-13% | 1.458e-10% | 1.562e-08% | 7.072e-07% | 1.585e-05%
198976.9283 | 2000 | 37.1 | 0% | 0% | 0% | 0% | 0% | 0% | 0% | 2.407e-287% | 9.239e-212% | 1.336e-159% | 2.038e-122% | 3.298e-95% | 7.227e-75% | 2.17e-59% | 1.943e-47% | 4.292e-38% | 1.033e-30% | 7.867e-25% | 4.129e-20% | 2.666e-16% | 3.275e-13% | 1.069e-10% | 1.198e-08% | 5.638e-07% | 1.307e-05%
200590.2469 | 2000 | 37.2 | 0% | 0% | 0% | 0% | 0% | 0% | 0% | 2.532e-289% | 2.86e-213% | 8.845e-161% | 2.348e-123% | 5.752e-96% | 1.731e-75% | 6.66e-60% | 7.259e-48% | 1.879e-38% | 5.145e-31% | 4.356e-25% | 2.498e-20% | 1.736e-16% | 2.271e-13% | 7.814e-11% | 9.165e-09% | 4.487e-07% | 1.076e-05%
202212.2626 | 2000 | 37.3 | 0% | 0% | 0% | 0% | 0% | 0% | 0% | 2.621e-291% | 8.743e-215% | 5.798e-162% | 2.682e-124% | 9.96e-97% | 4.123e-76% | 2.034e-60% | 2.7e-48% | 8.192e-39% | 2.553e-31% | 2.405e-25% | 1.507e-20% | 1.128e-16% | 1.571e-13% | 5.702e-11% | 7.001e-09% | 3.565e-07% | 8.843e-06%
203842.9989 | 2000 | 37.4 | 0% | 0% | 0% | 0% | 0% | 0% | 0% | 2.672e-293% | 2.64e-216% | 3.762e-163% | 3.039e-125% | 1.713e-97% | 9.76e-77% | 6.179e-61% | 1e-48% | 3.558e-39% | 1.263e-31% | 1.323e-25% | 9.062e-21% | 7.311e-17% | 1.084e-13% | 4.152e-11% | 5.338e-09% | 2.828e-07% | 7.258e-06%
205482.479 | 2000 | 37.5 | 0% | 0% | 0% | 0% | 0% | 0% | 0% | 2.682e-295% | 7.875e-218% | 2.417e-164% | 3.415e-126% | 2.925e-98% | 2.297e-77% | 1.868e-61% | 3.687e-49% | 1.539e-39% | 6.222e-32% | 7.261e-26% | 5.436e-21% | 4.727e-17% | 7.467e-14% | 3.017e-11% | 4.062e-09% | 2.239e-07% | 5.947e-06%
207130.7263 | 2000 | 37.6 | 0% | 0% | 0% | 0% | 0% | 0% | 0% | 2.65e-297% | 2.32e-219% | 1.538e-165% | 3.806e-127% | 4.961e-99% | 5.374e-78% | 5.617e-62% | 1.353e-49% | 6.633e-40% | 3.056e-32% | 3.971e-26% | 3.252e-21% | 3.048e-17% | 5.131e-14% | 2.188e-11% | 3.085e-09% | 1.77e-07% | 4.865e-06%
208787.7643 | 2000 | 37.7 | 0% | 0% | 0% | 0% | 0% | 0% | 0% | 2.578e-299% | 6.751e-221% | 9.683e-167% | 4.206e-128% | 8.356e-100% | 1.25e-78% | 1.681e-62% | 4.946e-50% | 2.847e-40% | 1.496e-32% | 2.165e-26% | 1.94e-21% | 1.96e-17% | 3.517e-14% | 1.584e-11% | 2.339e-09% | 1.396e-07% | 3.974e-06%
210453.6163 | 2000 | 37.8 | 0% | 0% | 0% | 0% | 0% | 0% | 0% | 2.469e-301% | 1.94e-222% | 6.037e-168% | 4.611e-129% | 1.398e-100% | 2.889e-79% | 5.003e-63% | 1.799e-50% | 1.217e-40% | 7.294e-33% | 1.177e-26% | 1.154e-21% | 1.258e-17% | 2.406e-14% | 1.144e-11% | 1.77e-09% | 1.1e-07% | 3.24e-06%
212128.3057 | 2000 | 37.9 | 0% | 0% | 0% | 0% | 0% | 0% | 0% | 2.327e-303% | 5.509e-224% | 3.727e-169% | 5.013e-130% | 2.322e-101% | 6.64e-80% | 1.482e-63% | 6.517e-51% | 5.185e-41% | 3.545e-33% | 6.379e-27% | 6.846e-22% | 8.051e-18% | 1.642e-14% | 8.244e-12% | 1.337e-09% | 8.647e-08% | 2.638e-06%
213811.8558 | 2000 | 38 | 0% | 0% | 0% | 0% | 0% | 0% | 0% | 2.16e-305% | 1.545e-225% | 2.278e-170% | 5.405e-131% | 3.83e-102% | 1.517e-80% | 4.366e-64% | 2.35e-51% | 2.2e-41% | 1.717e-33% | 3.446e-27% | 4.05e-22% | 5.14e-18% | 1.118e-14% | 5.929e-12% | 1.007e-09% | 6.787e-08% | 2.144e-06%
215504.2902 | 2000 | 38.1 | 0% | 0% | 0% | 0% | 0% | 0% | 0% | 0% | 4.278e-227% | 1.378e-171% | 5.78e-132% | 6.274e-103% | 3.446e-81% | 1.28e-64% | 8.437e-52% | 9.297e-42% | 8.289e-34% | 1.856e-27% | 2.389e-22% | 3.273e-18% | 7.595e-15% | 4.256e-12% | 7.58e-10% | 5.318e-08% | 1.74e-06%
217205.632 | 2000 | 38.2 | 0% | 0% | 0% | 0% | 0% | 0% | 0% | 0% | 1.17e-228% | 8.255e-173% | 6.13e-133% | 1.021e-103% | 7.78e-82% | 3.733e-65% | 3.015e-52% | 3.913e-42% | 3.987e-34% | 9.965e-28% | 1.406e-22% | 2.079e-18% | 5.148e-15% | 3.048e-12% | 5.693e-10% | 4.159e-08% | 1.41e-06%
218915.9047 | 2000 | 38.3 | 0% | 0% | 0% | 0% | 0% | 0% | 0% | 0% | 3.163e-230% | 4.896e-174% | 6.447e-134% | 1.649e-104% | 1.746e-82% | 1.083e-65% | 1.073e-52% | 1.641e-42% | 1.911e-34% | 5.334e-28% | 8.247e-23% | 1.318e-18% | 3.481e-15% | 2.179e-12% | 4.267e-10% | 3.248e-08% | 1.141e-06%
220635.1318 | 2000 | 38.4 | 0% | 0% | 0% | 0% | 0% | 0% | 0% | 0% | 8.442e-232% | 2.875e-175% | 6.726e-135% | 2.645e-105% | 3.897e-83% | 3.128e-66% | 3.801e-53% | 6.854e-43% | 9.131e-35% | 2.846e-28% | 4.825e-23% | 8.328e-19% | 2.349e-15% | 1.554e-12% | 3.192e-10% | 2.532e-08% | 9.213e-07%
222363.3365 | 2000 | 38.5 | 0% | 0% | 0% | 0% | 0% | 0% | 0% | 0% | 2.225e-233% | 1.671e-176% | 6.958e-136% | 4.215e-106% | 8.643e-84% | 8.983e-67% | 1.34e-53% | 2.852e-43% | 4.347e-35% | 1.514e-28% | 2.815e-23% | 5.251e-19% | 1.581e-15% | 1.107e-12% | 2.384e-10% | 1.97e-08% | 7.429e-07%
224100.5422 | 2000 | 38.6 | 0% | 0% | 0% | 0% | 0% | 0% | 0% | 0% | 5.795e-235% | 9.62e-178% | 7.139e-137% | 6.668e-107% | 1.906e-84% | 2.567e-67% | 4.706e-54% | 1.182e-43% | 2.062e-35% | 8.03e-29% | 1.638e-23% | 3.302e-19% | 1.062e-15% | 7.861e-13% | 1.777e-10% | 1.53e-08% | 5.981e-07%
225846.7724 | 2000 | 38.7 | 0% | 0% | 0% | 0% | 0% | 0% | 0% | 0% | 1.49e-236% | 5.481e-179% | 7.265e-138% | 1.048e-107% | 4.178e-85% | 7.299e-68% | 1.645e-54% | 4.878e-44% | 9.75e-36% | 4.245e-29% | 9.504e-24% | 2.072e-19% | 7.118e-16% | 5.573e-13% | 1.322e-10% | 1.187e-08% | 4.808e-07%
227602.0503 | 2000 | 38.8 | 0% | 0% | 0% | 0% | 0% | 0% | 0% | 0% | 3.786e-238% | 3.092e-180% | 7.332e-139% | 1.635e-108% | 9.104e-86% | 2.065e-68% | 5.725e-55% | 2.006e-44% | 4.593e-36% | 2.238e-29% | 5.5e-24% | 1.296e-19% | 4.76e-16% | 3.942e-13% | 9.813e-11% | 9.185e-09% | 3.858e-07%
229366.3995 | 2000 | 38.9 | 0% | 0% | 0% | 0% | 0% | 0% | 0% | 0% | 9.501e-240% | 1.727e-181% | 7.339e-140% | 2.534e-109% | 1.972e-86% | 5.811e-69% | 1.983e-55% | 8.216e-45% | 2.157e-36% | 1.176e-29% | 3.173e-24% | 8.093e-20% | 3.175e-16% | 2.783e-13% | 7.272e-11% | 7.097e-09% | 3.091e-07%
231139.8432 | 2000 | 39 | 0% | 0% | 0% | 0% | 0% | 0% | 0% | 0% | 2.355e-241% | 9.552e-183% | 7.286e-141% | 3.899e-110% | 4.247e-87% | 1.627e-69% | 6.841e-56% | 3.352e-45% | 1.009e-36% | 6.159e-30% | 1.826e-24% | 5.039e-20% | 2.114e-16% | 1.961e-13% | 5.379e-11% | 5.475e-09% | 2.473e-07%
232922.4049 | 2000 | 39.1 | 0% | 0% | 0% | 0% | 0% | 0% | 0% | 0% | 5.765e-243% | 5.229e-184% | 7.173e-142% | 5.958e-111% | 9.092e-88% | 4.533e-70% | 2.349e-56% | 1.362e-45% | 4.705e-37% | 3.216e-30% | 1.048e-24% | 3.13e-20% | 1.404e-16% | 1.379e-13% | 3.972e-11% | 4.216e-09% | 1.975e-07%
234714.1079 | 2000 | 39.2 | 0% | 0% | 0% | 0% | 0% | 0% | 0% | 0% | 1.394e-244% | 2.835e-185% | 7.004e-143% | 9.043e-112% | 1.935e-88% | 1.256e-70% | 8.031e-57% | 5.515e-46% | 2.186e-37% | 1.674e-30% | 5.997e-25% | 1.939e-20% | 9.301e-17% | 9.674e-14% | 2.927e-11% | 3.241e-09% | 1.575e-07%
236514.9755 | 2000 | 39.3 | 0% | 0% | 0% | 0% | 0% | 0% | 0% | 0% | 3.329e-246% | 1.521e-186% | 6.782e-144% | 1.363e-112% | 4.093e-89% | 3.464e-71% | 2.733e-57% | 2.224e-46% | 1.012e-37% | 8.689e-31% | 3.422e-25% | 1.198e-20% | 6.149e-17% | 6.773e-14% | 2.153e-11% | 2.487e-09% | 1.254e-07%
238325.0313 | 2000 | 39.4 | 0% | 0% | 0% | 0% | 0% | 0% | 0% | 0% | 7.854e-248% | 8.082e-188% | 6.514e-145% | 2.04e-113% | 8.609e-90% | 9.504e-72% | 9.262e-58% | 8.934e-47% | 4.672e-38% | 4.496e-31% | 1.947e-25% | 7.387e-21% | 4.056e-17% | 4.733e-14% | 1.58e-11% | 1.905e-09% | 9.967e-08%
240144.2985 | 2000 | 39.5 | 0% | 0% | 0% | 0% | 0% | 0% | 0% | 0% | 1.83e-249% | 4.251e-189% | 6.204e-146% | 3.032e-114% | 1.8e-90% | 2.594e-72% | 3.124e-58% | 3.574e-47% | 2.148e-38% | 2.319e-31% | 1.105e-25% | 4.543e-21% | 2.669e-17% | 3.3e-14% | 1.158e-11% | 1.457e-09% | 7.909e-08%
241972.8006 | 2000 | 39.6 | 0% | 0% | 0% | 0% | 0% | 0% | 0% | 0% | 4.212e-251% | 2.214e-190% | 5.861e-147% | 4.475e-115% | 3.741e-91% | 7.044e-73% | 1.049e-58% | 1.425e-47% | 9.846e-39% | 1.192e-31% | 6.255e-26% | 2.787e-21% | 1.753e-17% | 2.296e-14% | 8.469e-12% | 1.112e-09% | 6.267e-08%
243810.5609 | 2000 | 39.7 | 0% | 0% | 0% | 0% | 0% | 0% | 0% | 0% | 9.574e-253% | 1.142e-191% | 5.491e-148% | 6.56e-116% | 7.728e-92% | 1.903e-73% | 3.508e-59% | 5.656e-48% | 4.497e-39% | 6.113e-32% | 3.53e-26% | 1.705e-21% | 1.148e-17% | 1.595e-14% | 6.182e-12% | 8.477e-10% | 4.957e-08%
245657.6028 | 2000 | 39.8 | 0% | 0% | 0% | 0% | 0% | 0% | 0% | 0% | 2.15e-254% | 5.827e-193% | 5.102e-149% | 9.55e-117% | 1.587e-92% | 5.116e-74% | 1.168e-59% | 2.237e-48% | 2.046e-39% | 3.124e-32% | 1.987e-26% | 1.041e-21% | 7.506e-18% | 1.105e-14% | 4.504e-12% | 6.449e-10% | 3.915e-08%
247513.9496 | 2000 | 39.9 | 0% | 0% | 0% | 0% | 0% | 0% | 0% | 0% | 4.768e-256% | 2.945e-194% | 4.702e-150% | 1.381e-117% | 3.241e-93% | 1.368e-74% | 3.87e-60% | 8.81e-49% | 9.282e-40% | 1.592e-32% | 1.115e-26% | 6.335e-22% | 4.895e-18% | 7.643e-15% | 3.276e-12% | 4.897e-10% | 3.087e-08%
249379.6248 | 2000 | 40 | 0% | 0% | 0% | 0% | 0% | 0% | 0% | 0% | 1.044e-257% | 1.474e-195% | 4.297e-151% | 1.982e-118% | 6.579e-94% | 3.64e-75% | 1.277e-60% | 3.457e-49% | 4.195e-40% | 8.083e-33% | 6.242e-27% | 3.847e-22% | 3.185e-18% | 5.275e-15% | 2.378e-12% | 3.713e-10% | 2.43e-08%
251254.6518 | 2000 | 40.1 | 0% | 0% | 0% | 0% | 0% | 0% | 0% | 0% | 2.26e-259% | 7.3e-197% | 3.895e-152% | 2.826e-119% | 1.327e-94% | 9.637e-76% | 4.194e-61% | 1.351e-49% | 1.89e-40% | 4.093e-33% | 3.484e-27% | 2.331e-22% | 2.068e-18% | 3.633e-15% | 1.722e-12% | 2.81e-10% | 1.91e-08%
253139.0539 | 2000 | 40.2 | 0% | 0% | 0% | 0% | 0% | 0% | 0% | 0% | 4.83e-261% | 3.58e-198% | 3.502e-153% | 4.001e-120% | 2.663e-95% | 2.538e-76% | 1.371e-61% | 5.26e-50% | 8.482e-41% | 2.066e-33% | 1.939e-27% | 1.408e-22% | 1.34e-18% | 2.497e-15% | 1.246e-12% | 2.123e-10% | 1.499e-08%
255032.8544 | 2000 | 40.3 | 0% | 0% | 0% | 0% | 0% | 0% | 0% | 0% | 1.02e-262% | 1.739e-199% | 3.122e-154% | 5.626e-121% | 5.309e-96% | 6.651e-77% | 4.465e-62% | 2.04e-50% | 3.794e-41% | 1.04e-33% | 1.076e-27% | 8.488e-23% | 8.657e-19% | 1.712e-15% | 8.99e-13% | 1.601e-10% | 1.174e-08%
256936.0769 | 2000 | 40.4 | 0% | 0% | 0% | 0% | 0% | 0% | 0% | 0% | 2.126e-264% | 8.358e-201% | 2.761e-155% | 7.855e-122% | 1.052e-96% | 1.734e-77% | 1.447e-62% | 7.879e-51% | 1.691e-41% | 5.216e-34% | 5.958e-28% | 5.104e-23% | 5.582e-19% | 1.172e-15% | 6.476e-13% | 1.205e-10% | 9.187e-09%
258848.7445 | 2000 | 40.5 | 0% | 0% | 0% | 0% | 0% | 0% | 0% | 0% | 4.378e-266% | 3.978e-202% | 2.421e-156% | 1.089e-122% | 2.074e-97% | 4.497e-78% | 4.669e-63% | 3.032e-51% | 7.513e-42% | 2.608e-34% | 3.289e-28% | 3.061e-23% | 3.592e-19% | 8.006e-16% | 4.656e-13% | 9.059e-11% | 7.175e-09%
260770.8809 | 2000 | 40.6 | 0% | 0% | 0% | 0% | 0% | 0% | 0% | 0% | 8.906e-268% | 1.875e-203% | 2.106e-157% | 1.5e-123% | 4.063e-98% | 1.16e-78% | 1.5e-63% | 1.162e-51% | 3.326e-42% | 1.301e-34% | 1.811e-28% | 1.831e-23% | 2.305e-19% | 5.457e-16% | 3.342e-13% | 6.797e-11% | 5.595e-09%
262702.5092 | 2000 | 40.7 | 0% | 0% | 0% | 0% | 0% | 0% | 0% | 0% | 1.789e-269% | 8.746e-205% | 1.816e-158% | 2.051e-124% | 7.912e-99% | 2.979e-79% | 4.797e-64% | 4.436e-52% | 1.467e-42% | 6.464e-35% | 9.94e-29% | 1.093e-23% | 1.477e-19% | 3.712e-16% | 2.394e-13% | 5.091e-11% | 4.355e-09%
264643.6529 | 2000 | 40.8 | 0% | 0% | 0% | 0% | 0% | 0% | 0% | 0% | 3.551e-271% | 4.04e-206% | 1.554e-159% | 2.786e-125% | 1.532e-99% | 7.61e-80% | 1.527e-64% | 1.687e-52% | 6.451e-43% | 3.203e-35% | 5.441e-29% | 6.505e-24% | 9.435e-20% | 2.52e-16% | 1.711e-13% | 3.806e-11% | 3.385e-09%
266594.3354 | 2000 | 40.9 | 0% | 0% | 0% | 0% | 0% | 0% | 0% | 0% | 6.962e-273% | 1.847e-207% | 1.318e-160% | 3.757e-126% | 2.948e-100% | 1.934e-80% | 4.842e-65% | 6.391e-53% | 2.826e-43% | 1.582e-35% | 2.971e-29% | 3.862e-24% | 6.015e-20% | 1.707e-16% | 1.221e-13% | 2.841e-11% | 2.627e-09%
268554.5801 | 2000 | 41 | 0% | 0% | 0% | 0% | 0% | 0% | 0% | 0% | 1.348e-274% | 8.364e-209% | 1.109e-161% | 5.032e-127% | 5.639e-101% | 4.89e-81% | 1.528e-65% | 2.412e-53% | 1.234e-43% | 7.792e-36% | 1.617e-29% | 2.288e-24% | 3.826e-20% | 1.154e-16% | 8.698e-14% | 2.117e-11% | 2.035e-09%
270524.4102 | 2000 | 41.1 | 0% | 0% | 0% | 0% | 0% | 0% | 0% | 0% | 2.578e-276% | 3.749e-210% | 9.257e-163% | 6.692e-128% | 1.072e-101% | 1.23e-81% | 4.801e-66% | 9.065e-54% | 5.369e-44% | 3.826e-36% | 8.78e-30% | 1.352e-24% | 2.429e-20% | 7.785e-17% | 6.184e-14% | 1.574e-11% | 1.574e-09%
272503.8493 | 2000 | 41.2 | 0% | 0% | 0% | 0% | 0% | 0% | 0% | 0% | 4.869e-278% | 1.664e-211% | 7.662e-164% | 8.84e-129% | 2.028e-102% | 3.079e-82% | 1.502e-66% | 3.394e-54% | 2.328e-44% | 1.872e-36% | 4.754e-30% | 7.966e-25% | 1.538e-20% | 5.241e-17% | 4.388e-14% | 1.169e-11% | 1.216e-09%
274492.9207 | 2000 | 41.3 | 0% | 0% | 0% | 0% | 0% | 0% | 0% | 0% | 9.085e-280% | 7.31e-213% | 6.289e-165% | 1.16e-129% | 3.811e-103% | 7.666e-83% | 4.676e-67% | 1.266e-54% | 1.006e-44% | 9.136e-37% | 2.567e-30% | 4.683e-25% | 9.716e-21% | 3.521e-17% | 3.107e-14% | 8.664e-12% | 9.375e-10%
276491.6477 | 2000 | 41.4 | 0% | 0% | 0% | 0% | 0% | 0% | 0% | 0% | 1.674e-281% | 3.18e-214% | 5.12e-166% | 1.51e-130% | 7.12e-104% | 1.899e-83% | 1.45e-67% | 4.702e-55% | 4.331e-45% | 4.444e-37% | 1.382e-30% | 2.746e-25% | 6.125e-21% | 2.361e-17% | 2.197e-14% | 6.411e-12% | 7.217e-10%
278500.0538 | 2000 | 41.5 | 0% | 0% | 0% | 0% | 0% | 0% | 0% | 0% | 3.048e-283% | 1.369e-215% | 4.134e-167% | 1.954e-131% | 1.322e-104% | 4.68e-84% | 4.475e-68% | 1.74e-55% | 1.859e-45% | 2.155e-37% | 7.42e-31% | 1.606e-25% | 3.852e-21% | 1.58e-17% | 1.55e-14% | 4.735e-12% | 5.547e-10%
280518.1623 | 2000 | 41.6 | 0% | 0% | 0% | 0% | 0% | 0% | 0% | 0% | 5.48e-285% | 5.839e-217% | 3.31e-168% | 2.51e-132% | 2.442e-105% | 1.148e-84% | 1.375e-68% | 6.414e-56% | 7.948e-46% | 1.042e-37% | 3.973e-31% | 9.372e-26% | 2.417e-21% | 1.055e-17% | 1.091e-14% | 3.491e-12% | 4.256e-10%
282545.9966 | 2000 | 41.7 | 0% | 0% | 0% | 0% | 0% | 0% | 0% | 0% | 9.732e-287% | 2.465e-218% | 2.629e-169% | 3.202e-133% | 4.482e-106% | 2.8e-85% | 4.206e-69% | 2.355e-56% | 3.387e-46% | 5.021e-38% | 2.122e-31% | 5.455e-26% | 1.513e-21% | 7.027e-18% | 7.672e-15% | 2.57e-12% | 3.261e-10%
284583.5801 | 2000 | 41.8 | 0% | 0% | 0% | 0% | 0% | 0% | 0% | 0% | 1.707e-288% | 1.03e-219% | 2.071e-170% | 4.057e-134% | 8.178e-107% | 6.797e-86% | 1.281e-69% | 8.612e-57% | 1.439e-46% | 2.412e-38% | 1.13e-31% | 3.167e-26% | 9.454e-22% | 4.673e-18% | 5.382e-15% | 1.888e-12% | 2.494e-10%
286630.9362 | 2000 | 41.9 | 0% | 0% | 0% | 0% | 0% | 0% | 0% | 0% | 2.958e-290% | 4.263e-221% | 1.617e-171% | 5.105e-135% | 1.483e-107% | 1.641e-86% | 3.884e-70% | 3.137e-57% | 6.088e-47% | 1.155e-38% | 5.999e-32% | 1.834e-26% | 5.892e-22% | 3.101e-18% | 3.769e-15% | 1.385e-12% | 1.905e-10%
288688.0882 | 2000 | 42 | 0% | 0% | 0% | 0% | 0% | 0% | 0% | 0% | 5.061e-292% | 1.746e-222% | 1.253e-172% | 6.378e-136% | 2.675e-108% | 3.944e-87% | 1.172e-70% | 1.139e-57% | 2.568e-47% | 5.517e-39% | 3.177e-32% | 1.059e-26% | 3.664e-22% | 2.053e-18% | 2.634e-15% | 1.014e-12% | 1.452e-10%
290755.0595 | 2000 | 42.1 | 0% | 0% | 0% | 0% | 0% | 0% | 0% | 0% | 8.555e-294% | 7.083e-224% | 9.627e-174% | 7.914e-137% | 4.795e-109% | 9.427e-88% | 3.524e-71% | 4.115e-58% | 1.079e-47% | 2.626e-39% | 1.678e-32% | 6.105e-27% | 2.273e-22% | 1.357e-18% | 1.838e-15% | 7.414e-13% | 1.106e-10%
292831.8736 | 2000 | 42.2 | 0% | 0% | 0% | 0% | 0% | 0% | 0% | 0% | 1.428e-295% | 2.844e-225% | 7.336e-175% | 9.752e-138% | 8.544e-110% | 2.242e-88% | 1.054e-71% | 1.482e-58% | 4.52e-48% | 1.246e-39% | 8.834e-33% | 3.509e-27% | 1.407e-22% | 8.948e-19% | 1.279e-15% | 5.41e-13% | 8.403e-11%
294918.5537 | 2000 | 42.3 | 0% | 0% | 0% | 0% | 0% | 0% | 0% | 0% | 2.356e-297% | 1.131e-226% | 5.544e-176% | 1.193e-138% | 1.514e-110% | 5.305e-89% | 3.14e-72% | 5.315e-59% | 1.887e-48% | 5.896e-40% | 4.639e-33% | 2.012e-27% | 8.692e-23% | 5.889e-19% | 8.892e-16% | 3.941e-13% | 6.376e-11%
297015.1233 | 2000 | 42.4 | 0% | 0% | 0% | 0% | 0% | 0% | 0% | 0% | 3.837e-299% | 4.451e-228% | 4.155e-177% | 1.45e-139% | 2.666e-111% | 1.249e-89% | 9.312e-73% | 1.899e-59% | 7.848e-49% | 2.781e-40% | 2.43e-33% | 1.151e-27% | 5.356e-23% | 3.867e-19% | 6.168e-16% | 2.866e-13% | 4.831e-11%
299121.6057 | 2000 | 42.5 | 0% | 0% | 0% | 0% | 0% | 0% | 0% | 0% | 6.173e-301% | 1.734e-229% | 3.089e-178% | 1.75e-140% | 4.666e-112% | 2.925e-90% | 2.749e-73% | 6.757e-60% | 3.253e-49% | 1.307e-40% | 1.269e-33% | 6.564e-28% | 3.293e-23% | 2.535e-19% | 4.27e-16% | 2.08e-13% | 3.654e-11%
301238.0243 | 2000 | 42.6 | 0% | 0% | 0% | 0% | 0% | 0% | 0% | 0% | 9.81e-303% | 6.691e-231% | 2.277e-179% | 2.098e-141% | 8.121e-113% | 6.815e-91% | 8.081e-74% | 2.395e-60% | 1.344e-49% | 6.129e-41% | 6.609e-34% | 3.736e-28% | 2.02e-23% | 1.658e-19% | 2.951e-16% | 1.508e-13% | 2.759e-11%
303364.4025 | 2000 | 42.7 | 0% | 0% | 0% | 0% | 0% | 0% | 0% | 0% | 1.54e-304% | 2.556e-232% | 1.665e-180% | 2.497e-142% | 1.405e-113% | 1.58e-91% | 2.365e-74% | 8.457e-61% | 5.533e-50% | 2.864e-41% | 3.432e-34% | 2.12e-28% | 1.236e-23% | 1.082e-19% | 2.035e-16% | 1.091e-13% | 2.08e-11%
305500.7638 | 2000 | 42.8 | 0% | 0% | 0% | 0% | 0% | 0% | 0% | 0% | 2.387e-306% | 9.665e-234% | 1.207e-181% | 2.951e-143% | 2.416e-114% | 3.644e-92% | 6.888e-75% | 2.975e-61% | 2.27e-50% | 1.334e-41% | 1.778e-34% | 1.201e-28% | 7.551e-24% | 7.048e-20% | 1.401e-16% | 7.876e-14% | 1.566e-11%
307647.1313 | 2000 | 42.9 | 0% | 0% | 0% | 0% | 0% | 0% | 0% | 0% | 0% | 3.619e-235% | 8.683e-183% | 3.464e-144% | 4.131e-115% | 8.363e-93% | 1.998e-75% | 1.042e-61% | 9.279e-51% | 6.196e-42% | 9.183e-35% | 6.782e-29% | 4.601e-24% | 4.581e-20% | 9.628e-17% | 5.678e-14% | 1.177e-11%
309803.5286 | 2000 | 43 | 0% | 0% | 0% | 0% | 0% | 0% | 0% | 0% | 0% | 1.341e-236% | 6.193e-184% | 4.037e-145% | 7.021e-116% | 1.909e-93% | 5.769e-76% | 3.637e-62% | 3.78e-51% | 2.869e-42% | 4.73e-35% | 3.821e-29% | 2.797e-24% | 2.971e-20% | 6.603e-17% | 4.086e-14% | 8.832e-12%
311969.9791 | 2000 | 43.1 | 0% | 0% | 0% | 0% | 0% | 0% | 0% | 0% | 0% | 4.923e-238% | 4.381e-185% | 4.674e-146% | 1.186e-116% | 4.337e-94% | 1.658e-76% | 1.264e-62% | 1.535e-51% | 1.324e-42% | 2.429e-35% | 2.147e-29% | 1.696e-24% | 1.923e-20% | 4.52e-17% | 2.935e-14% | 6.617e-12%
314146.506 | 2000 | 43.2 | 0% | 0% | 0% | 0% | 0% | 0% | 0% | 0% | 0% | 1.789e-239% | 3.074e-186% | 5.373e-147% | 1.993e-117% | 9.802e-95% | 4.746e-77% | 4.378e-63% | 6.21e-52% | 6.092e-43% | 1.244e-35% | 1.204e-29% | 1.027e-24% | 1.243e-20% | 3.088e-17% | 2.105e-14% | 4.949e-12%
316333.1328 | 2000 | 43.3 | 0% | 0% | 0% | 0% | 0% | 0% | 0% | 0% | 0% | 6.434e-241% | 2.139e-187% | 6.134e-148% | 3.327e-118% | 2.204e-95% | 1.352e-77% | 1.51e-63% | 2.504e-52% | 2.795e-43% | 6.357e-36% | 6.732e-30% | 6.198e-25% | 8.01e-21% | 2.106e-17% | 1.507e-14% | 3.696e-12%
318529.8828 | 2000 | 43.4 | 0% | 0% | 0% | 0% | 0% | 0% | 0% | 0% | 0% | 2.292e-242% | 1.476e-188% | 6.954e-149% | 5.522e-119% | 4.93e-96% | 3.835e-78% | 5.188e-64% | 1.006e-52% | 1.278e-43% | 3.238e-36% | 3.755e-30% | 3.734e-25% | 5.153e-21% | 1.433e-17% | 1.077e-14% | 2.755e-12%
320736.7795 | 2000 | 43.5 | 0% | 0% | 0% | 0% | 0% | 0% | 0% | 0% | 0% | 8.08e-244% | 1.01e-189% | 7.829e-150% | 9.112e-120% | 1.097e-96% | 1.083e-78% | 1.775e-64% | 4.029e-53% | 5.826e-44% | 1.645e-36% | 2.089e-30% | 2.244e-25% | 3.308e-21% | 9.739e-18% | 7.684e-15% | 2.051e-12%
322953.8462 | 2000 | 43.6 | 0% | 0% | 0% | 0% | 0% | 0% | 0% | 0% | 0% | 2.821e-245% | 6.856e-191% | 8.753e-151% | 1.495e-120% | 2.43e-97% | 3.045e-79% | 6.052e-65% | 1.608e-53% | 2.648e-44% | 8.333e-37% | 1.16e-30% | 1.346e-25% | 2.119e-21% | 6.604e-18% | 5.472e-15% | 1.524e-12%
325181.1063 | 2000 | 43.7 | 0% | 0% | 0% | 0% | 0% | 0% | 0% | 0% | 0% | 9.749e-247% | 4.615e-192% | 9.719e-152% | 2.437e-121% | 5.352e-98% | 8.523e-80% | 2.055e-65% | 6.393e-54% | 1.2e-44% | 4.21e-37% | 6.42e-31% | 8.053e-26% | 1.355e-21% | 4.469e-18% | 3.891e-15% | 1.131e-12%
327418.5831 | 2000 | 43.8 | 0% | 0% | 0% | 0% | 0% | 0% | 0% | 0% | 0% | 3.336e-248% | 3.081e-193% | 1.072e-152% | 3.951e-122% | 1.173e-98% | 2.375e-80% | 6.951e-66% | 2.534e-54% | 5.419e-45% | 2.121e-37% | 3.545e-31% | 4.807e-26% | 8.645e-22% | 3.019e-18% | 2.761e-15% | 8.379e-13%
329666.3001 | 2000 | 43.9 | 0% | 0% | 0% | 0% | 0% | 0% | 0% | 0% | 0% | 1.13e-249% | 2.04e-194% | 1.174e-153% | 6.367e-123% | 2.558e-99% | 6.589e-81% | 2.342e-66% | 1.001e-54% | 2.44e-45% | 1.066e-37% | 1.953e-31% | 2.863e-26% | 5.505e-22% | 2.036e-18% | 1.956e-15% | 6.198e-13%
331924.2807 | 2000 | 44 | 0% | 0% | 0% | 0% | 0% | 0% | 0% | 0% | 0% | 3.791e-251% | 1.34e-195% | 1.276e-154% | 1.02e-123% | 5.55e-100% | 1.82e-81% | 7.86e-67% | 3.938e-55% | 1.095e-45% | 5.338e-38% | 1.073e-31% | 1.702e-26% | 3.498e-22% | 1.37e-18% | 1.384e-15% | 4.577e-13%
334192.5481 | 2000 | 44.1 | 0% | 0% | 0% | 0% | 0% | 0% | 0% | 0% | 0% | 1.259e-252% | 8.725e-197% | 1.378e-155% | 1.624e-124% | 1.198e-100% | 5.004e-82% | 2.628e-67% | 1.544e-55% | 4.903e-46% | 2.667e-38% | 5.882e-32% | 1.009e-26% | 2.218e-22% | 9.203e-19% | 9.769e-16% | 3.374e-13%
336471.1258 | 2000 | 44.2 | 0% | 0% | 0% | 0% | 0% | 0% | 0% | 0% | 0% | 4.138e-254% | 5.636e-198% | 1.478e-156% | 2.571e-125% | 2.573e-101% | 1.37e-82% | 8.751e-68% | 6.036e-56% | 2.187e-46% | 1.329e-38% | 3.216e-32% | 5.969e-27% | 1.403e-22% | 6.17e-19% | 6.885e-16% | 2.484e-13%
338760.0373 | 2000 | 44.3 | 0% | 0% | 0% | 0% | 0% | 0% | 0% | 0% | 0% | 1.347e-255% | 3.61e-199% | 1.574e-157% | 4.047e-126% | 5.497e-102% | 3.733e-83% | 2.903e-68% | 2.351e-56% | 9.729e-47% | 6.603e-39% | 1.754e-32% | 3.523e-27% | 8.861e-23% | 4.129e-19% | 4.844e-16% | 1.825e-13%
341059.3057 | 2000 | 44.4 | 0% | 0% | 0% | 0% | 0% | 0% | 0% | 0% | 0% | 4.341e-257% | 2.294e-200% | 1.665e-158% | 6.331e-127% | 1.169e-102% | 1.013e-83% | 9.59e-69% | 9.126e-57% | 4.314e-47% | 3.272e-39% | 9.543e-33% | 2.075e-27% | 5.584e-23% | 2.758e-19% | 3.403e-16% | 1.339e-13%
343368.9546 | 2000 | 44.5 | 0% | 0% | 0% | 0% | 0% | 0% | 0% | 0% | 0% | 1.385e-258% | 1.445e-201% | 1.749e-159% | 9.846e-128% | 2.471e-103% | 2.736e-84% | 3.156e-69% | 3.53e-57% | 1.907e-47% | 1.617e-39% | 5.179e-33% | 1.219e-27% | 3.512e-23% | 1.838e-19% | 2.386e-16% | 9.811e-14%
345689.0073 | 2000 | 44.6 | 0% | 0% | 0% | 0% | 0% | 0% | 0% | 0% | 0% | 4.374e-260% | 9.031e-203% | 1.824e-160% | 1.522e-128% | 5.2e-104% | 7.357e-85% | 1.035e-69% | 1.361e-57% | 8.403e-48% | 7.965e-40% | 2.803e-33% | 7.147e-28% | 2.204e-23% | 1.223e-19% | 1.67e-16% | 7.176e-14%
348019.4871 | 2000 | 44.7 | 0% | 0% | 0% | 0% | 0% | 0% | 0% | 0% | 0% | 1.368e-261% | 5.597e-204% | 1.889e-161% | 2.34e-129% | 1.089e-104% | 1.97e-85% | 3.379e-70% | 5.227e-58% | 3.692e-48% | 3.914e-40% | 1.514e-33% | 4.18e-28% | 1.38e-23% | 8.124e-20% | 1.167e-16% | 5.24e-14%
350360.4176 | 2000 | 44.8 | 0% | 0% | 0% | 0% | 0% | 0% | 0% | 0% | 0% | 4.236e-263% | 3.441e-205% | 1.944e-162% | 3.575e-130% | 2.267e-105% | 5.25e-86% | 1.099e-70% | 2.001e-58% | 1.617e-48% | 1.918e-40% | 8.153e-34% | 2.44e-28% | 8.626e-24% | 5.386e-20% | 8.138e-17% | 3.82e-14%
352711.8219 | 2000 | 44.9 | 0% | 0% | 0% | 0% | 0% | 0% | 0% | 0% | 0% | 1.298e-264% | 2.097e-206% | 1.986e-163% | 5.43e-131% | 4.698e-106% | 1.393e-86% | 3.562e-71% | 7.633e-59% | 7.059e-49% | 9.373e-41% | 4.38e-34% | 1.421e-28% | 5.38e-24% | 3.563e-20% | 5.667e-17% | 2.781e-14%
355073.7237 | 2000 | 45 | 0% | 0% | 0% | 0% | 0% | 0% | 0% | 0% | 0% | 3.94e-266% | 1.268e-207% | 2.014e-164% | 8.198e-132% | 9.686e-107% | 3.681e-87% | 1.15e-71% | 2.902e-59% | 3.073e-49% | 4.568e-41% | 2.348e-34% | 8.253e-29% | 3.348e-24% | 2.353e-20% | 3.939e-17% | 2.021e-14%
357446.1461 | 2000 | 45.1 | 0% | 0% | 0% | 0% | 0% | 0% | 0% | 0% | 0% | 1.184e-267% | 7.604e-209% | 2.029e-165% | 1.231e-132% | 1.987e-107% | 9.681e-88% | 3.696e-72% | 1.099e-59% | 1.333e-49% | 2.22e-41% | 1.255e-34% | 4.784e-29% | 2.08e-24% | 1.551e-20% | 2.733e-17% | 1.466e-14%
359829.1125 | 2000 | 45.2 | 0% | 0% | 0% | 0% | 0% | 0% | 0% | 0% | 0% | 3.522e-269% | 4.522e-210% | 2.03e-166% | 1.836e-133% | 4.055e-108% | 2.535e-88% | 1.184e-72% | 4.151e-60% | 5.768e-50% | 1.076e-41% | 6.692e-35% | 2.767e-29% | 1.289e-24% | 1.02e-20% | 1.893e-17% | 1.062e-14%
362222.6465 | 2000 | 45.3 | 0% | 0% | 0% | 0% | 0% | 0% | 0% | 0% | 0% | 1.037e-270% | 2.667e-211% | 2.017e-167% | 2.724e-134% | 8.232e-109% | 6.608e-89% | 3.775e-73% | 1.562e-60% | 2.487e-50% | 5.199e-42% | 3.56e-35% | 1.596e-29% | 7.974e-25% | 6.701e-21% | 1.309e-17% | 7.682e-15%
364626.7713 | 2000 | 45.4 | 0% | 0% | 0% | 0% | 0% | 0% | 0% | 0% | 0% | 3.025e-272% | 1.56e-212% | 1.991e-168% | 4.016e-135% | 1.663e-109% | 1.715e-89% | 1.2e-73% | 5.856e-61% | 1.069e-50% | 2.506e-42% | 1.889e-35% | 9.19e-30% | 4.922e-25% | 4.392e-21% | 9.036e-18% | 5.547e-15%
367041.5103 | 2000 | 45.5 | 0% | 0% | 0% | 0% | 0% | 0% | 0% | 0% | 0% | 8.732e-274% | 9.049e-214% | 1.95e-169% | 5.888e-136% | 3.342e-110% | 4.431e-90% | 3.797e-74% | 2.188e-61% | 4.583e-51% | 1.204e-42% | 9.997e-36% | 5.279e-30% | 3.032e-25% | 2.873e-21% | 6.227e-18% | 3.999e-15%
369466.8869 | 2000 | 45.6 | 0% | 0% | 0% | 0% | 0% | 0% | 0% | 0% | 0% | 2.496e-275% | 5.207e-215% | 1.898e-170% | 8.58e-137% | 6.682e-111% | 1.14e-90% | 1.197e-74% | 8.148e-62% | 1.958e-51% | 5.772e-43% | 5.278e-36% | 3.025e-30% | 1.864e-25% | 1.876e-21% | 4.283e-18% | 2.879e-15%
371902.9245 | 2000 | 45.7 | 0% | 0% | 0% | 0% | 0% | 0% | 0% | 0% | 0% | 7.062e-277% | 2.971e-216% | 1.834e-171% | 1.243e-137% | 1.329e-111% | 2.919e-91% | 3.76e-75% | 3.023e-62% | 8.342e-52% | 2.759e-43% | 2.78e-36% | 1.73e-30% | 1.143e-25% | 1.222e-21% | 2.941e-18% | 2.069e-15%
374349.6464 | 2000 | 45.8 | 0% | 0% | 0% | 0% | 0% | 0% | 0% | 0% | 0% | 1.978e-278% | 1.681e-217% | 1.76e-172% | 1.79e-138% | 2.631e-112% | 7.442e-92% | 1.176e-75% | 1.118e-62% | 3.543e-52% | 1.315e-43% | 1.46e-36% | 9.869e-31% | 7e-26% | 7.952e-22% | 2.016e-18% | 1.484e-15%
376807.0761 | 2000 | 45.9 | 0% | 0% | 0% | 0% | 0% | 0% | 0% | 0% | 0% | 5.487e-280% | 9.436e-219% | 1.677e-173% | 2.562e-139% | 5.181e-113% | 1.889e-92% | 3.665e-76% | 4.12e-63% | 1.5e-52% | 6.25e-44% | 7.651e-37% | 5.618e-31% | 4.276e-26% | 5.163e-22% | 1.38e-18% | 1.063e-15%
379275.2369 | 2000 | 46 | 0% | 0% | 0% | 0% | 0% | 0% | 0% | 0% | 0% | 1.507e-281% | 5.253e-220% | 1.588e-174% | 3.647e-140% | 1.015e-113% | 4.773e-93% | 1.138e-76% | 1.513e-63% | 6.329e-53% | 2.962e-44% | 3.999e-37% | 3.19e-31% | 2.607e-26% | 3.345e-22% | 9.425e-19% | 7.604e-16%
381754.1522 | 2000 | 46.1 | 0% | 0% | 0% | 0% | 0% | 0% | 0% | 0% | 0% | 4.097e-283% | 2.9e-221% | 1.492e-175% | 5.159e-141% | 1.978e-114% | 1.201e-93% | 3.517e-77% | 5.538e-64% | 2.663e-53% | 1.4e-44% | 2.085e-37% | 1.808e-31% | 1.586e-26% | 2.164e-22% | 6.428e-19% | 5.43e-16%
384243.8454 | 2000 | 46.2 | 0% | 0% | 0% | 0% | 0% | 0% | 0% | 0% | 0% | 1.103e-284% | 1.588e-222% | 1.393e-176% | 7.256e-142% | 3.836e-115% | 3.008e-94% | 1.083e-77% | 2.02e-64% | 1.117e-53% | 6.601e-45% | 1.085e-37% | 1.022e-31% | 9.631e-27% | 1.397e-22% | 4.376e-19% | 3.871e-16%
386744.3398 | 2000 | 46.3 | 0% | 0% | 0% | 0% | 0% | 0% | 0% | 0% | 0% | 2.939e-286% | 8.621e-224% | 1.291e-177% | 1.015e-142% | 7.401e-116% | 7.5e-95% | 3.323e-78% | 7.34e-65% | 4.671e-54% | 3.103e-45% | 5.626e-38% | 5.765e-32% | 5.835e-27% | 9.001e-23% | 2.974e-19% | 2.755e-16%
389255.6589 | 2000 | 46.4 | 0% | 0% | 0% | 0% | 0% | 0% | 0% | 0% | 0% | 7.754e-288% | 4.643e-225% | 1.188e-178% | 1.41e-143% | 1.421e-116% | 1.862e-95% | 1.015e-78% | 2.659e-65% | 1.947e-54% | 1.455e-45% | 2.912e-38% | 3.245e-32% | 3.528e-27% | 5.789e-23% | 2.017e-19% | 1.958e-16%
391777.826 | 2000 | 46.5 | 0% | 0% | 0% | 0% | 0% | 0% | 0% | 0% | 0% | 2.025e-289% | 2.48e-226% | 1.086e-179% | 1.948e-144% | 2.713e-117% | 4.601e-96% | 3.091e-79% | 9.596e-66% | 8.092e-55% | 6.8e-46% | 1.503e-38% | 1.822e-32% | 2.129e-27% | 3.716e-23% | 1.366e-19% | 1.389e-16%
394310.8644 | 2000 | 46.6 | 0% | 0% | 0% | 0% | 0% | 0% | 0% | 0% | 0% | 5.238e-291% | 1.313e-227% | 9.862e-181% | 2.676e-145% | 5.155e-118% | 1.132e-96% | 9.371e-80% | 3.452e-66% | 3.352e-55% | 3.17e-46% | 7.739e-39% | 1.021e-32% | 1.282e-27% | 2.381e-23% | 9.236e-20% | 9.84e-17%
396854.7977 | 2000 | 46.7 | 0% | 0% | 0% | 0% | 0% | 0% | 0% | 0% | 0% | 1.341e-292% | 6.9e-229% | 8.891e-182% | 3.654e-146% | 9.745e-119% | 2.773e-97% | 2.83e-80% | 1.237e-66% | 1.385e-55% | 1.474e-46% | 3.975e-39% | 5.706e-33% | 7.704e-28% | 1.523e-23% | 6.233e-20% | 6.959e-17%
399409.6491 | 2000 | 46.8 | 0% | 0% | 0% | 0% | 0% | 0% | 0% | 0% | 0% | 3.4e-294% | 3.595e-230% | 7.96e-183% | 4.959e-147% | 1.833e-119% | 6.763e-98% | 8.515e-81% | 4.42e-67% | 5.701e-56% | 6.833e-47% | 2.037e-39% | 3.182e-33% | 4.62e-28% | 9.718e-24% | 4.199e-20% | 4.914e-17%
401975.442 | 2000 | 46.9 | 0% | 0% | 0% | 0% | 0% | 0% | 0% | 0% | 0% | 8.532e-296% | 1.858e-231% | 7.077e-184% | 6.692e-148% | 3.429e-120% | 1.642e-98% | 2.552e-81% | 1.573e-67% | 2.34e-56% | 3.159e-47% | 1.041e-39% | 1.771e-33% | 2.765e-28% | 6.191e-24% | 2.824e-20% | 3.464e-17%
404552.1998 | 2000 | 47 | 0% | 0% | 0% | 0% | 0% | 0% | 0% | 0% | 0% | 2.12e-297% | 9.521e-233% | 6.249e-185% | 8.977e-149% | 6.384e-121% | 3.969e-99% | 7.616e-82% | 5.582e-68% | 9.576e-57% | 1.456e-47% | 5.306e-40% | 9.832e-34% | 1.651e-28% | 3.937e-24% | 1.896e-20% | 2.438e-17%
407139.946 | 2000 | 47.1 | 0% | 0% | 0% | 0% | 0% | 0% | 0% | 0% | 0% | 5.215e-299% | 4.839e-234% | 5.479e-186% | 1.197e-149% | 1.182e-121% | 9.551e-100% | 2.265e-82% | 1.973e-68% | 3.907e-57% | 6.697e-48% | 2.698e-40% | 5.446e-34% | 9.84e-29% | 2.499e-24% | 1.271e-20% | 1.713e-17%
409738.7038 | 2000 | 47.2 | 0% | 0% | 0% | 0% | 0% | 0% | 0% | 0% | 0% | 1.27e-300% | 2.439e-235% | 4.771e-187% | 1.587e-150% | 2.179e-122% | 2.288e-100% | 6.707e-83% | 6.952e-69% | 1.589e-57% | 3.07e-48% | 1.369e-40% | 3.01e-34% | 5.852e-29% | 1.583e-24% | 8.501e-21% | 1.202e-17%
412348.4966 | 2000 | 47.3 | 0% | 0% | 0% | 0% | 0% | 0% | 0% | 0% | 0% | 3.063e-302% | 1.219e-236% | 4.125e-188% | 2.091e-151% | 3.995e-123% | 5.458e-101% | 1.979e-83% | 2.441e-69% | 6.442e-58% | 1.404e-48% | 6.926e-41% | 1.66e-34% | 3.473e-29% | 1.001e-24% | 5.678e-21% | 8.421e-18%
414969.3479 | 2000 | 47.4 | 0% | 0% | 0% | 0% | 0% | 0% | 0% | 0% | 0% | 7.312e-304% | 6.046e-238% | 3.543e-189% | 2.739e-152% | 7.287e-124% | 1.296e-101% | 5.815e-84% | 8.539e-70% | 2.604e-58% | 6.402e-49% | 3.496e-41% | 9.132e-35% | 2.057e-29% | 6.316e-25% | 3.786e-21% | 5.889e-18%
417601.281 | 2000 | 47.5 | 0% | 0% | 0% | 0% | 0% | 0% | 0% | 0% | 0% | 1.728e-305% | 2.973e-239% | 3.021e-190% | 3.567e-153% | 1.322e-124% | 3.064e-102% | 1.702e-84% | 2.977e-70% | 1.049e-58% | 2.911e-49% | 1.76e-41% | 5.013e-35% | 1.216e-29% | 3.979e-25% | 2.52e-21% | 4.112e-18%
420244.3192 | 2000 | 47.6 | 0% | 0% | 0% | 0% | 0% | 0% | 0% | 0% | 0% | 0% | 1.45e-240% | 2.559e-191% | 4.618e-154% | 2.388e-125% | 7.211e-103% | 4.964e-85% | 1.035e-70% | 4.214e-59% | 1.32e-49% | 8.838e-42% | 2.746e-35% | 7.173e-30% | 2.501e-25% | 1.674e-21% | 2.866e-18%
422898.486 | 2000 | 47.7 | 0% | 0% | 0% | 0% | 0% | 0% | 0% | 0% | 0% | 0% | 7.013e-242% | 2.152e-192% | 5.944e-155% | 4.289e-126% | 1.69e-103% | 1.442e-85% | 3.582e-71% | 1.688e-59% | 5.969e-50% | 4.427e-42% | 1.5e-35% | 4.222e-30% | 1.57e-25% | 1.11e-21% | 1.995e-18%
425563.8048 | 2000 | 47.8 | 0% | 0% | 0% | 0% | 0% | 0% | 0% | 0% | 0% | 0% | 3.364e-243% | 1.797e-193% | 7.604e-156% | 7.665e-127% | 3.941e-104% | 4.171e-86% | 1.236e-71% | 6.738e-60% | 2.692e-50% | 2.212e-42% | 8.18e-36% | 2.48e-30% | 9.832e-26% | 7.352e-22% | 1.386e-18%
428240.2989 | 2000 | 47.9 | 0% | 0% | 0% | 0% | 0% | 0% | 0% | 0% | 0% | 0% | 1.601e-244% | 1.491e-194% | 9.671e-157% | 1.363e-127% | 9.153e-105% | 1.202e-86% | 4.251e-72% | 2.682e-60% | 1.21e-50% | 1.103e-42% | 4.45e-36% | 1.454e-30% | 6.146e-26% | 4.859e-22% | 9.618e-19%
430927.9917 | 2000 | 48 | 0% | 0% | 0% | 0% | 0% | 0% | 0% | 0% | 0% | 0% | 7.552e-246% | 1.228e-195% | 1.223e-157% | 2.411e-128% | 2.116e-105% | 3.451e-87% | 1.457e-72% | 1.064e-60% | 5.428e-51% | 5.483e-43% | 2.415e-36% | 8.505e-31% | 3.835e-26% | 3.206e-22% | 6.662e-19%
433626.9066 | 2000 | 48.1 | 0% | 0% | 0% | 0% | 0% | 0% | 0% | 0% | 0% | 0% | 3.534e-247% | 1.005e-196% | 1.537e-158% | 4.244e-129% | 4.871e-106% | 9.867e-88% | 4.975e-73% | 4.209e-61% | 2.428e-51% | 2.719e-43% | 1.308e-36% | 4.965e-31% | 2.389e-26% | 2.112e-22% | 4.607e-19%
436337.067 | 2000 | 48.2 | 0% | 0% | 0% | 0% | 0% | 0% | 0% | 0% | 0% | 0% | 1.64e-248% | 8.16e-198% | 1.92e-159% | 7.431e-130% | 1.116e-106% | 2.81e-88% | 1.693e-73% | 1.66e-61% | 1.083e-51% | 1.345e-43% | 7.066e-37% | 2.892e-31% | 1.485e-26% | 1.389e-22% | 3.181e-19%
439058.4962 | 2000 | 48.3 | 0% | 0% | 0% | 0% | 0% | 0% | 0% | 0% | 0% | 0% | 7.549e-250% | 6.583e-199% | 2.385e-160% | 1.295e-130% | 2.547e-107% | 7.974e-89% | 5.742e-74% | 6.525e-62% | 4.815e-52% | 6.639e-44% | 3.809e-37% | 1.682e-31% | 9.212e-27% | 9.114e-23% | 2.193e-19%
441791.2176 | 2000 | 48.4 | 0% | 0% | 0% | 0% | 0% | 0% | 0% | 0% | 0% | 0% | 3.446e-251% | 5.274e-200% | 2.945e-161% | 2.244e-131% | 5.784e-108% | 2.253e-89% | 1.941e-74% | 2.557e-62% | 2.136e-52% | 3.268e-44% | 2.049e-37% | 9.756e-32% | 5.705e-27% | 5.972e-23% | 1.509e-19%
444535.2546 | 2000 | 48.5 | 0% | 0% | 0% | 0% | 0% | 0% | 0% | 0% | 0% | 0% | 1.56e-252% | 4.196e-201% | 3.615e-162% | 3.87e-132% | 1.308e-108% | 6.344e-90% | 6.536e-75% | 9.99e-63% | 9.446e-53% | 1.605e-44% | 1.099e-37% | 5.649e-32% | 3.526e-27% | 3.906e-23% | 1.037e-19%
447290.6306 | 2000 | 48.6 | 0% | 0% | 0% | 0% | 0% | 0% | 0% | 0% | 0% | 0% | 7.005e-254% | 3.315e-202% | 4.411e-163% | 6.639e-133% | 2.945e-109% | 1.779e-90% | 2.194e-75% | 3.891e-63% | 4.166e-53% | 7.86e-45% | 5.886e-38% | 3.264e-32% | 2.175e-27% | 2.551e-23% | 7.115e-20%
450057.3689 | 2000 | 48.7 | 0% | 0% | 0% | 0% | 0% | 0% | 0% | 0% | 0% | 0% | 3.119e-255% | 2.601e-203% | 5.351e-164% | 1.133e-133% | 6.599e-110% | 4.969e-91% | 7.338e-76% | 1.511e-63% | 1.832e-53% | 3.84e-45% | 3.144e-38% | 1.882e-32% | 1.34e-27% | 1.663e-23% | 4.874e-20%
452835.493 | 2000 | 48.8 | 0% | 0% | 0% | 0% | 0% | 0% | 0% | 0% | 0% | 0% | 1.378e-256% | 2.027e-204% | 6.452e-165% | 1.925e-134% | 1.473e-110% | 1.382e-91% | 2.446e-76% | 5.849e-64% | 8.038e-54% | 1.872e-45% | 1.676e-38% | 1.083e-32% | 8.233e-28% | 1.082e-23% | 3.333e-20%
455625.0262 | 2000 | 48.9 | 0% | 0% | 0% | 0% | 0% | 0% | 0% | 0% | 0% | 0% | 6.034e-258% | 1.568e-205% | 7.734e-166% | 3.252e-135% | 3.271e-111% | 3.832e-92% | 8.125e-77% | 2.257e-64% | 3.516e-54% | 9.099e-46% | 8.912e-39% | 6.218e-33% | 5.051e-28% | 7.028e-24% | 2.276e-20%
458425.9919 | 2000 | 49 | 0% | 0% | 0% | 0% | 0% | 0% | 0% | 0% | 0% | 0% | 2.621e-259% | 1.205e-206% | 9.217e-167% | 5.467e-136% | 7.234e-112% | 1.058e-92% | 2.69e-77% | 8.683e-65% | 1.534e-54% | 4.412e-46% | 4.729e-39% | 3.563e-33% | 3.093e-28% | 4.557e-24% | 1.551e-20%
461238.4135 | 2000 | 49.1 | 0% | 0% | 0% | 0% | 0% | 0% | 0% | 0% | 0% | 0% | 1.129e-260% | 9.197e-208% | 1.092e-167% | 9.144e-137% | 1.593e-112% | 2.909e-93% | 8.873e-78% | 3.33e-65% | 6.671e-55% | 2.134e-46% | 2.503e-39% | 2.037e-33% | 1.89e-28% | 2.95e-24% | 1.056e-20%
464062.3143 | 2000 | 49.2 | 0% | 0% | 0% | 0% | 0% | 0% | 0% | 0% | 0% | 0% | 4.825e-262% | 6.97e-209% | 1.286e-168% | 1.522e-137% | 3.491e-113% | 7.968e-94% | 2.917e-78% | 1.273e-65% | 2.894e-55% | 1.03e-46% | 1.322e-39% | 1.163e-33% | 1.153e-28% | 1.906e-24% | 7.174e-21%
466897.7178 | 2000 | 49.3 | 0% | 0% | 0% | 0% | 0% | 0% | 0% | 0% | 0% | 0% | 2.045e-263% | 5.246e-210% | 1.505e-169% | 2.519e-138% | 7.619e-114% | 2.174e-94% | 9.557e-79% | 4.854e-66% | 1.252e-55% | 4.957e-47% | 6.968e-40% | 6.621e-34% | 7.019e-29% | 1.23e-24% | 4.867e-21%
469744.6473 | 2000 | 49.4 | 0% | 0% | 0% | 0% | 0% | 0% | 0% | 0% | 0% | 0% | 8.594e-265% | 3.921e-211% | 1.752e-170% | 4.149e-139% | 1.655e-114% | 5.909e-95% | 3.12e-79% | 1.844e-66% | 5.401e-56% | 2.38e-47% | 3.663e-40% | 3.763e-34% | 4.265e-29% | 7.92e-25% | 3.296e-21%
472603.1262 | 2000 | 49.5 | 0% | 0% | 0% | 0% | 0% | 0% | 0% | 0% | 0% | 0% | 3.582e-266% | 2.91e-212% | 2.027e-171% | 6.799e-140% | 3.58e-115% | 1.6e-95% | 1.015e-79% | 6.987e-67% | 2.323e-56% | 1.14e-47% | 1.922e-40% | 2.134e-34% | 2.587e-29% | 5.091e-25% | 2.229e-21%
475473.1778 | 2000 | 49.6 | 0% | 0% | 0% | 0% | 0% | 0% | 0% | 0% | 0% | 0% | 1.481e-267% | 2.145e-213% | 2.331e-172% | 1.108e-140% | 7.71e-116% | 4.314e-96% | 3.291e-80% | 2.639e-67% | 9.968e-57% | 5.444e-48% | 1.006e-40% | 1.208e-34% | 1.566e-29% | 3.267e-25% | 1.505e-21%
478354.8256 | 2000 | 49.7 | 0% | 0% | 0% | 0% | 0% | 0% | 0% | 0% | 0% | 0% | 6.071e-269% | 1.57e-214% | 2.665e-173% | 1.798e-141% | 1.653e-116% | 1.159e-96% | 1.063e-80% | 9.935e-68% | 4.265e-57% | 2.594e-48% | 5.253e-41% | 6.822e-35% | 9.463e-30% | 2.093e-25% | 1.015e-21%
481248.093 | 2000 | 49.8 | 0% | 0% | 0% | 0% | 0% | 0% | 0% | 0% | 0% | 0% | 2.469e-270% | 1.141e-215% | 3.029e-174% | 2.902e-142% | 3.528e-117% | 3.101e-97% | 3.424e-81% | 3.729e-68% | 1.819e-57% | 1.233e-48% | 2.737e-41% | 3.845e-35% | 5.707e-30% | 1.339e-25% | 6.828e-22%
484153.0032 | 2000 | 49.9 | 0% | 0% | 0% | 0% | 0% | 0% | 0% | 0% | 0% | 0% | 9.955e-272% | 8.238e-217% | 3.423e-175% | 4.659e-143% | 7.496e-118% | 8.264e-98% | 1.099e-81% | 1.395e-68% | 7.741e-58% | 5.847e-49% | 1.423e-41% | 2.163e-35% | 3.435e-30% | 8.545e-26% | 4.588e-22%
487069.5798 | 2000 | 50 | 0% | 0% | 0% | 0% | 0% | 0% | 0% | 0% | 0% | 0% | 3.982e-273% | 5.906e-218% | 3.845e-176% | 7.442e-144% | 1.586e-118% | 2.194e-98% | 3.514e-82% | 5.205e-69% | 3.285e-58% | 2.765e-49% | 7.38e-42% | 1.214e-35% | 2.064e-30% | 5.446e-26% | 3.078e-22%
489997.846 | 2000 | 50.1 | 0% | 0% | 0% | 0% | 0% | 0% | 0% | 0% | 0% | 0% | 1.579e-274% | 4.205e-219% | 4.293e-177% | 1.183e-144% | 3.339e-119% | 5.802e-99% | 1.12e-82% | 1.935e-69% | 1.39e-58% | 1.305e-49% | 3.819e-42% | 6.8e-36% | 1.238e-30% | 3.465e-26% | 2.061e-22%
492937.8252 | 2000 | 50.2 | 0% | 0% | 0% | 0% | 0% | 0% | 0% | 0% | 0% | 0% | 6.213e-276% | 2.973e-220% | 4.765e-178% | 1.87e-145% | 7.002e-120% | 1.528e-99% | 3.556e-83% | 7.175e-70% | 5.864e-59% | 6.14e-50% | 1.972e-42% | 3.801e-36% | 7.409e-31% | 2.2e-26% | 1.379e-22%
495889.5409 | 2000 | 50.3 | 0% | 0% | 0% | 0% | 0% | 0% | 0% | 0% | 0% | 0% | 2.424e-277% | 2.087e-221% | 5.258e-179% | 2.942e-146% | 1.462e-120% | 4.011e-100% | 1.125e-83% | 2.652e-70% | 2.467e-59% | 2.882e-50% | 1.016e-42% | 2.121e-36% | 4.426e-31% | 1.395e-26% | 9.204e-23%
498853.0164 | 2000 | 50.4 | 0% | 0% | 0% | 0% | 0% | 0% | 0% | 0% | 0% | 0% | 9.379e-279% | 1.455e-222% | 5.768e-180% | 4.605e-147% | 3.037e-121% | 1.048e-100% | 3.549e-84% | 9.771e-71% | 1.035e-59% | 1.35e-50% | 5.222e-43% | 1.181e-36% | 2.639e-31% | 8.828e-27% | 6.135e-23%
501828.2751 | 2000 | 50.5 | 0% | 0% | 0% | 0% | 0% | 0% | 0% | 0% | 0% | 0% | 3.599e-280% | 1.008e-223% | 6.29e-181% | 7.171e-148% | 6.284e-122% | 2.729e-101% | 1.115e-84% | 3.589e-71% | 4.333e-60% | 6.303e-51% | 2.678e-43% | 6.558e-37% | 1.571e-31% | 5.578e-27% | 4.083e-23%
504815.3404 | 2000 | 50.6 | 0% | 0% | 0% | 0% | 0% | 0% | 0% | 0% | 0% | 0% | 1.37e-281% | 6.929e-225% | 6.818e-182% | 1.111e-148% | 1.294e-122% | 7.078e-102% | 3.494e-85% | 1.314e-71% | 1.808e-60% | 2.937e-51% | 1.37e-43% | 3.636e-37% | 9.332e-32% | 3.518e-27% | 2.713e-23%
507814.2356 | 2000 | 50.7 | 0% | 0% | 0% | 0% | 0% | 0% | 0% | 0% | 0% | 0% | 5.171e-283% | 4.732e-226% | 7.347e-183% | 1.713e-149% | 2.654e-123% | 1.828e-102% | 1.09e-85% | 4.798e-72% | 7.524e-61% | 1.365e-51% | 6.995e-44% | 2.012e-37% | 5.533e-32% | 2.215e-27% | 1.8e-23%
510824.9841 | 2000 | 50.8 | 0% | 0% | 0% | 0% | 0% | 0% | 0% | 0% | 0% | 0% | 1.936e-284% | 3.209e-227% | 7.871e-184% | 2.626e-150% | 5.419e-124% | 4.705e-103% | 3.392e-86% | 1.746e-72% | 3.122e-61% | 6.328e-52% | 3.563e-44% | 1.111e-37% | 3.275e-32% | 1.392e-27% | 1.192e-23%
513847.6093 | 2000 | 50.9 | 0% | 0% | 0% | 0% | 0% | 0% | 0% | 0% | 0% | 0% | 7.187e-286% | 2.161e-228% | 8.383e-185% | 4.007e-151% | 1.101e-124% | 1.206e-103% | 1.051e-86% | 6.334e-73% | 1.292e-61% | 2.926e-52% | 1.811e-44% | 6.119e-38% | 1.934e-32% | 8.734e-28% | 7.882e-24%
516882.1346 | 2000 | 51 | 0% | 0% | 0% | 0% | 0% | 0% | 0% | 0% | 0% | 0% | 2.646e-287% | 1.445e-229% | 8.874e-186% | 6.082e-152% | 2.228e-125% | 3.079e-104% | 3.248e-87% | 2.291e-73% | 5.332e-62% | 1.35e-52% | 9.182e-45% | 3.364e-38% | 1.14e-32% | 5.47e-28% | 5.204e-24%
519928.5834 | 2000 | 51.1 | 0% | 0% | 0% | 0% | 0% | 0% | 0% | 0% | 0% | 0% | 9.665e-289% | 9.599e-231% | 9.34e-187% | 9.186e-153% | 4.489e-126% | 7.831e-105% | 9.997e-88% | 8.261e-74% | 2.195e-62% | 6.211e-53% | 4.645e-45% | 1.846e-38% | 6.711e-33% | 3.42e-28% | 3.43e-24%
522986.979 | 2000 | 51.2 | 0% | 0% | 0% | 0% | 0% | 0% | 0% | 0% | 0% | 0% | 3.5e-290% | 6.331e-232% | 9.771e-188% | 1.38e-153% | 9.003e-127% | 1.984e-105% | 3.067e-88% | 2.969e-74% | 9.007e-63% | 2.851e-53% | 2.345e-45% | 1.011e-38% | 3.942e-33% | 2.135e-28% | 2.257e-24%
526057.3448 | 2000 | 51.3 | 0% | 0% | 0% | 0% | 0% | 0% | 0% | 0% | 0% | 0% | 1.257e-291% | 4.147e-233% | 1.016e-188% | 2.063e-154% | 1.798e-127% | 5.006e-106% | 9.376e-89% | 1.064e-74% | 3.686e-63% | 1.305e-53% | 1.181e-45% | 5.524e-39% | 2.311e-33% | 1.33e-28% | 1.483e-24%
529139.7043 | 2000 | 51.4 | 0% | 0% | 0% | 0% | 0% | 0% | 0% | 0% | 0% | 0% | 4.479e-293% | 2.698e-234% | 1.051e-189% | 3.069e-155% | 3.573e-128% | 1.258e-106% | 2.856e-89% | 3.802e-75% | 1.505e-63% | 5.96e-54% | 5.933e-46% | 3.012e-39% | 1.352e-33% | 8.273e-29% | 9.73e-25%
532234.0807 | 2000 | 51.5 | 0% | 0% | 0% | 0% | 0% | 0% | 0% | 0% | 0% | 0% | 1.583e-294% | 1.743e-235% | 1.08e-190% | 4.541e-156% | 7.072e-129% | 3.151e-107% | 8.672e-90% | 1.354e-75% | 6.124e-64% | 2.715e-54% | 2.975e-46% | 1.639e-39% | 7.896e-34% | 5.137e-29% | 6.372e-25%
535340.4975 | 2000 | 51.6 | 0% | 0% | 0% | 0% | 0% | 0% | 0% | 0% | 0% | 0% | 5.546e-296% | 1.118e-236% | 1.103e-191% | 6.686e-157% | 1.393e-129% | 7.858e-108% | 2.624e-90% | 4.807e-76% | 2.486e-64% | 1.234e-54% | 1.488e-46% | 8.901e-40% | 4.603e-34% | 3.184e-29% | 4.167e-25%
538458.978 | 2000 | 51.7 | 0% | 0% | 0% | 0% | 0% | 0% | 0% | 0% | 0% | 0% | 1.927e-297% | 7.121e-238% | 1.121e-192% | 9.793e-158% | 2.733e-130% | 1.952e-108% | 7.911e-91% | 1.702e-76% | 1.006e-64% | 5.593e-55% | 7.426e-47% | 4.824e-40% | 2.678e-34% | 1.97e-29% | 2.72e-25%
541589.5456 | 2000 | 51.8 | 0% | 0% | 0% | 0% | 0% | 0% | 0% | 0% | 0% | 0% | 6.643e-299% | 4.505e-239% | 1.132e-193% | 1.427e-158% | 5.337e-131% | 4.831e-109% | 2.377e-91% | 6.004e-77% | 4.061e-65% | 2.529e-55% | 3.697e-47% | 2.609e-40% | 1.555e-34% | 1.217e-29% | 1.773e-25%
544732.2238 | 2000 | 51.9 | 0% | 0% | 0% | 0% | 0% | 0% | 0% | 0% | 0% | 0% | 2.271e-300% | 2.831e-240% | 1.136e-194% | 2.069e-159% | 1.038e-131% | 1.191e-109% | 7.117e-92% | 2.112e-77% | 1.635e-65% | 1.14e-55% | 1.837e-47% | 1.408e-40% | 9.015e-35% | 7.504e-30% | 1.154e-25%
547887.0358 | 2000 | 52 | 0% | 0% | 0% | 0% | 0% | 0% | 0% | 0% | 0% | 0% | 7.698e-302% | 1.766e-241% | 1.134e-195% | 2.985e-160% | 2.008e-132% | 2.924e-110% | 2.124e-92% | 7.407e-78% | 6.563e-66% | 5.131e-56% | 9.105e-48% | 7.583e-41% | 5.215e-35% | 4.619e-30% | 7.497e-26%
551054.005 | 2000 | 52.1 | 0% | 0% | 0% | 0% | 0% | 0% | 0% | 0% | 0% | 0% | 2.588e-303% | 1.094e-242% | 1.124e-196% | 4.283e-161% | 3.869e-133% | 7.152e-111% | 6.315e-93% | 2.59e-78% | 2.627e-66% | 2.303e-56% | 4.503e-48% | 4.076e-41% | 3.012e-35% | 2.838e-30% | 4.864e-26%
554233.155 | 2000 | 52.2 | 0% | 0% | 0% | 0% | 0% | 0% | 0% | 0% | 0% | 0% | 8.63e-305% | 6.733e-244% | 1.109e-197% | 6.116e-162% | 7.423e-134% | 1.742e-111% | 1.871e-93% | 9.026e-79% | 1.049e-66% | 1.031e-56% | 2.222e-48% | 2.186e-41% | 1.736e-35% | 1.741e-30% | 3.15e-26%
557424.5089 | 2000 | 52.3 | 0% | 0% | 0% | 0% | 0% | 0% | 0% | 0% | 0% | 0% | 2.854e-306% | 4.115e-245% | 1.087e-198% | 8.688e-163% | 1.418e-134% | 4.228e-112% | 5.526e-94% | 3.136e-79% | 4.175e-67% | 4.603e-57% | 1.094e-48% | 1.17e-41% | 9.985e-36% | 1.066e-30% | 2.037e-26%
560628.0902 | 2000 | 52.4 | 0% | 0% | 0% | 0% | 0% | 0% | 0% | 0% | 0% | 0% | 0% | 2.497e-246% | 1.059e-199% | 1.228e-163% | 2.696e-135% | 1.022e-112% | 1.626e-94% | 1.086e-79% | 1.657e-67% | 2.05e-57% | 5.374e-49% | 6.251e-42% | 5.733e-36% | 6.517e-31% | 1.315e-26%
563843.9223 | 2000 | 52.5 | 0% | 0% | 0% | 0% | 0% | 0% | 0% | 0% | 0% | 0% | 0% | 1.505e-247% | 1.026e-200% | 1.727e-164% | 5.103e-136% | 2.461e-113% | 4.77e-95% | 3.751e-80% | 6.562e-68% | 9.108e-58% | 2.634e-49% | 3.332e-42% | 3.286e-36% | 3.977e-31% | 8.475e-27%
567072.0285 | 2000 | 52.6 | 0% | 0% | 0% | 0% | 0% | 0% | 0% | 0% | 0% | 0% | 0% | 9.005e-249% | 9.883e-202% | 2.415e-165% | 9.616e-137% | 5.903e-114% | 1.394e-95% | 1.291e-80% | 2.591e-68% | 4.037e-58% | 1.288e-49% | 1.772e-42% | 1.879e-36% | 2.423e-31% | 5.454e-27%
570312.4323 | 2000 | 52.7 | 0% | 0% | 0% | 0% | 0% | 0% | 0% | 0% | 0% | 0% | 0% | 5.352e-250% | 9.462e-203% | 3.362e-166% | 1.804e-137% | 1.41e-114% | 4.06e-96% | 4.432e-81% | 1.02e-68% | 1.785e-58% | 6.283e-50% | 9.409e-43% | 1.073e-36% | 1.473e-31% | 3.504e-27%
573565.157 | 2000 | 52.8 | 0% | 0% | 0% | 0% | 0% | 0% | 0% | 0% | 0% | 0% | 0% | 3.159e-251% | 9.005e-204% | 4.656e-167% | 3.37e-138% | 3.357e-115% | 1.178e-96% | 1.516e-81% | 4.005e-69% | 7.87e-59% | 3.058e-50% | 4.985e-43% | 6.114e-37% | 8.943e-32% | 2.248e-27%
576830.226 | 2000 | 52.9 | 0% | 0% | 0% | 0% | 0% | 0% | 0% | 0% | 0% | 0% | 0% | 1.851e-252% | 8.519e-205% | 6.414e-168% | 6.267e-139% | 7.957e-116% | 3.408e-97% | 5.172e-82% | 1.568e-69% | 3.462e-59% | 1.485e-50% | 2.635e-43% | 3.478e-37% | 5.42e-32% | 1.44e-27%
580107.6626 | 2000 | 53 | 0% | 0% | 0% | 0% | 0% | 0% | 0% | 0% | 0% | 0% | 0% | 1.078e-253% | 8.013e-206% | 8.792e-169% | 1.16e-139% | 1.879e-116% | 9.825e-98% | 1.759e-82% | 6.122e-70% | 1.519e-59% | 7.198e-51% | 1.39e-43% | 1.974e-37% | 3.279e-32% | 9.205e-28%
583397.4903 | 2000 | 53.1 | 0% | 0% | 0% | 0% | 0% | 0% | 0% | 0% | 0% | 0% | 0% | 6.229e-255% | 7.492e-207% | 1.199e-169% | 2.138e-140% | 4.419e-117% | 2.822e-98% | 5.962e-83% | 2.384e-70% | 6.648e-60% | 3.48e-51% | 7.32e-44% | 1.119e-37% | 1.98e-32% | 5.876e-28%
586699.7324 | 2000 | 53.2 | 0% | 0% | 0% | 0% | 0% | 0% | 0% | 0% | 0% | 0% | 0% | 3.576e-256% | 6.963e-208% | 1.627e-170% | 3.924e-141% | 1.035e-117% | 8.079e-99% | 2.015e-83% | 9.257e-71% | 2.903e-60% | 1.679e-51% | 3.846e-44% | 6.327e-38% | 1.194e-32% | 3.745e-28%
590014.4124 | 2000 | 53.3 | 0% | 0% | 0% | 0% | 0% | 0% | 0% | 0% | 0% | 0% | 0% | 2.039e-257% | 6.434e-209% | 2.196e-171% | 7.169e-142% | 2.417e-118% | 2.305e-99% | 6.788e-84% | 3.584e-71% | 1.264e-60% | 8.079e-52% | 2.016e-44% | 3.571e-38% | 7.183e-33% | 2.383e-28%
593341.5535 | 2000 | 53.4 | 0% | 0% | 0% | 0% | 0% | 0% | 0% | 0% | 0% | 0% | 0% | 1.154e-258% | 5.91e-210% | 2.949e-172% | 1.304e-142% | 5.618e-119% | 6.551e-100% | 2.28e-84% | 1.384e-71% | 5.491e-61% | 3.88e-52% | 1.055e-44% | 2.012e-38% | 4.316e-33% | 1.514e-28%
596681.1792 | 2000 | 53.5 | 0% | 0% | 0% | 0% | 0% | 0% | 0% | 0% | 0% | 0% | 0% | 6.488e-260% | 5.396e-211% | 3.941e-173% | 2.361e-143% | 1.301e-119% | 1.856e-100% | 7.634e-85% | 5.33e-72% | 2.38e-61% | 1.859e-52% | 5.509e-45% | 1.132e-38% | 2.588e-33% | 9.605e-29%
600033.3129 | 2000 | 53.6 | 0% | 0% | 0% | 0% | 0% | 0% | 0% | 0% | 0% | 0% | 0% | 3.622e-261% | 4.898e-212% | 5.239e-174% | 4.256e-144% | 3.001e-120% | 5.24e-101% | 2.548e-85% | 2.047e-72% | 1.029e-61% | 8.885e-53% | 2.871e-45% | 6.352e-39% | 1.549e-33% | 6.083e-29%
603397.9778 | 2000 | 53.7 | 0% | 0% | 0% | 0% | 0% | 0% | 0% | 0% | 0% | 0% | 0% | 2.008e-262% | 4.42e-213% | 6.93e-175% | 7.637e-145% | 6.895e-121% | 1.474e-101% | 8.479e-86% | 7.838e-73% | 4.435e-62% | 4.238e-53% | 1.493e-45% | 3.558e-39% | 9.261e-34% | 3.846e-29%
606775.1975 | 2000 | 53.8 | 0% | 0% | 0% | 0% | 0% | 0% | 0% | 0% | 0% | 0% | 0% | 1.106e-263% | 3.965e-214% | 9.119e-176% | 1.365e-145% | 1.578e-121% | 4.133e-102% | 2.813e-86% | 2.993e-73% | 1.907e-62% | 2.017e-53% | 7.746e-46% | 1.99e-39% | 5.525e-34% | 2.428e-29%
610164.9952 | 2000 | 53.9 | 0% | 0% | 0% | 0% | 0% | 0% | 0% | 0% | 0% | 0% | 0% | 6.047e-265% | 3.536e-215% | 1.194e-176% | 2.427e-146% | 3.597e-122% | 1.155e-102% | 9.303e-87% | 1.14e-73% | 8.183e-63% | 9.574e-54% | 4.011e-46% | 1.111e-39% | 3.29e-34% | 1.53e-29%
613567.3945 | 2000 | 54 | 0% | 0% | 0% | 0% | 0% | 0% | 0% | 0% | 0% | 0% | 0% | 3.284e-266% | 3.134e-216% | 1.555e-177% | 4.298e-147% | 8.169e-123% | 3.216e-103% | 3.067e-87% | 4.33e-74% | 3.502e-63% | 4.535e-54% | 2.073e-46% | 6.187e-40% | 1.956e-34% | 9.63e-30%
616982.4185 | 2000 | 54.1 | 0% | 0% | 0% | 0% | 0% | 0% | 0% | 0% | 0% | 0% | 0% | 1.771e-267% | 2.762e-217% | 2.015e-178% | 7.578e-148% | 1.848e-123% | 8.923e-104% | 1.008e-87% | 1.64e-74% | 1.495e-63% | 2.144e-54% | 1.069e-46% | 3.44e-40% | 1.161e-34% | 6.05e-30%
620410.0908 | 2000 | 54.2 | 0% | 0% | 0% | 0% | 0% | 0% | 0% | 0% | 0% | 0% | 0% | 9.483e-269% | 2.42e-218% | 2.598e-179% | 1.33e-148% | 4.164e-124% | 2.467e-104% | 3.303e-88% | 6.193e-75% | 6.366e-64% | 1.011e-54% | 5.502e-47% | 1.909e-40% | 6.879e-35% | 3.795e-30%
623850.4347 | 2000 | 54.3 | 0% | 0% | 0% | 0% | 0% | 0% | 0% | 0% | 0% | 0% | 0% | 5.043e-270% | 2.107e-219% | 3.333e-180% | 2.324e-149% | 9.345e-125% | 6.799e-105% | 1.079e-88% | 2.333e-75% | 2.704e-64% | 4.756e-55% | 2.826e-47% | 1.057e-40% | 4.069e-35% | 2.377e-30%
627303.4736 | 2000 | 54.4 | 0% | 0% | 0% | 0% | 0% | 0% | 0% | 0% | 0% | 0% | 0% | 2.664e-271% | 1.824e-220% | 4.253e-181% | 4.043e-150% | 2.089e-125% | 1.867e-105% | 3.514e-89% | 8.762e-76% | 1.146e-64% | 2.233e-55% | 1.448e-47% | 5.846e-41% | 2.402e-35% | 1.486e-30%
630769.2308 | 2000 | 54.5 | 0% | 0% | 0% | 0% | 0% | 0% | 0% | 0% | 0% | 0% | 0% | 1.397e-272% | 1.57e-221% | 5.401e-182% | 7.003e-151% | 4.653e-126% | 5.11e-106% | 1.141e-89% | 3.282e-76% | 4.842e-65% | 1.046e-55% | 7.408e-48% | 3.226e-41% | 1.416e-35% | 9.277e-31%
634247.7298 | 2000 | 54.6 | 0% | 0% | 0% | 0% | 0% | 0% | 0% | 0% | 0% | 0% | 0% | 7.276e-274% | 1.343e-222% | 6.823e-183% | 1.207e-151% | 1.032e-126% | 1.394e-106% | 3.692e-90% | 1.226e-76% | 2.041e-65% | 4.886e-56% | 3.781e-48% | 1.777e-41% | 8.331e-36% | 5.782e-31%
637738.9939 | 2000 | 54.7 | 0% | 0% | 0% | 0% | 0% | 0% | 0% | 0% | 0% | 0% | 0% | 3.764e-275% | 1.143e-223% | 8.575e-184% | 2.073e-152% | 2.28e-127% | 3.787e-107% | 1.191e-90% | 4.566e-77% | 8.584e-66% | 2.278e-56% | 1.926e-48% | 9.768e-42% | 4.893e-36% | 3.598e-31%
641243.0465 | 2000 | 54.8 | 0% | 0% | 0% | 0% | 0% | 0% | 0% | 0% | 0% | 0% | 0% | 1.933e-276% | 9.66e-225% | 1.072e-184% | 3.542e-153% | 5.019e-128% | 1.026e-107% | 3.832e-91% | 1.696e-77% | 3.601e-66% | 1.06e-56% | 9.79e-49% | 5.36e-42% | 2.869e-36% | 2.235e-31%
644759.9109 | 2000 | 54.9 | 0% | 0% | 0% | 0% | 0% | 0% | 0% | 0% | 0% | 0% | 0% | 9.862e-278% | 8.12e-226% | 1.334e-185% | 6.027e-154% | 1.1e-128% | 2.769e-108% | 1.229e-91% | 6.283e-78% | 1.507e-66% | 4.919e-57% | 4.966e-49% | 2.936e-42% | 1.679e-36% | 1.386e-31%
648289.6107 | 2000 | 55 | 0% | 0% | 0% | 0% | 0% | 0% | 0% | 0% | 0% | 0% | 0% | 4.996e-279% | 6.784e-227% | 1.651e-186% | 1.021e-154% | 2.403e-129% | 7.447e-109% | 3.928e-92% | 2.321e-78% | 6.288e-67% | 2.278e-57% | 2.514e-49% | 1.605e-42% | 9.813e-37% | 8.586e-32%
651832.169 | 2000 | 55.1 | 0% | 0% | 0% | 0% | 0% | 0% | 0% | 0% | 0% | 0% | 0% | 2.514e-280% | 5.635e-228% | 2.033e-187% | 1.722e-155% | 5.228e-130% | 1.996e-109% | 1.252e-92% | 8.551e-79% | 2.618e-67% | 1.053e-57% | 1.27e-49% | 8.755e-43% | 5.724e-37% | 5.308e-32%
655387.6094 | 2000 | 55.2 | 0% | 0% | 0% | 0% | 0% | 0% | 0% | 0% | 0% | 0% | 0% | 1.256e-281% | 4.653e-229% | 2.491e-188% | 2.891e-156% | 1.133e-130% | 5.332e-110% | 3.978e-93% | 3.141e-79% | 1.087e-67% | 4.852e-58% | 6.402e-50% | 4.768e-43% | 3.333e-37% | 3.277e-32%
658955.9552 | 2000 | 55.3 | 0% | 0% | 0% | 0% | 0% | 0% | 0% | 0% | 0% | 0% | 0% | 6.23e-283% | 3.819e-230% | 3.037e-189% | 4.831e-157% | 2.445e-131% | 1.419e-110% | 1.26e-93% | 1.151e-79% | 4.504e-68% | 2.232e-58% | 3.221e-50% | 2.592e-43% | 1.937e-37% | 2.02e-32%
662537.2297 | 2000 | 55.4 | 0% | 0% | 0% | 0% | 0% | 0% | 0% | 0% | 0% | 0% | 0% | 3.07e-284% | 3.117e-231% | 3.683e-190% | 8.04e-158% | 5.257e-132% | 3.765e-111% | 3.978e-94% | 4.204e-80% | 1.861e-68% | 1.024e-58% | 1.617e-50% | 1.406e-43% | 1.124e-37% | 1.243e-32%
666131.4564 | 2000 | 55.5 | 0% | 0% | 0% | 0% | 0% | 0% | 0% | 0% | 0% | 0% | 0% | 1.502e-285% | 2.528e-232% | 4.443e-191% | 1.332e-158% | 1.126e-132% | 9.953e-112% | 1.252e-94% | 1.532e-80% | 7.672e-69% | 4.689e-59% | 8.102e-51% | 7.613e-44% | 6.512e-38% | 7.634e-33%
669738.6587 | 2000 | 55.6 | 0% | 0% | 0% | 0% | 0% | 0% | 0% | 0% | 0% | 0% | 0% | 7.299e-287% | 2.039e-233% | 5.334e-192% | 2.197e-159% | 2.402e-133% | 2.622e-112% | 3.93e-95% | 5.565e-81% | 3.155e-69% | 2.142e-59% | 4.051e-51% | 4.115e-44% | 3.765e-38% | 4.683e-33%
673358.8598 | 2000 | 55.7 | 0% | 0% | 0% | 0% | 0% | 0% | 0% | 0% | 0% | 0% | 0% | 3.522e-288% | 1.634e-234% | 6.371e-193% | 3.607e-160% | 5.104e-134% | 6.884e-113% | 1.229e-95% | 2.016e-81% | 1.294e-69% | 9.764e-60% | 2.021e-51% | 2.22e-44% | 2.174e-38% | 2.868e-33%
676992.0833 | 2000 | 55.8 | 0% | 0% | 0% | 0% | 0% | 0% | 0% | 0% | 0% | 0% | 0% | 1.688e-289% | 1.302e-235% | 7.57e-194% | 5.897e-161% | 1.08e-134% | 1.801e-113% | 3.834e-96% | 7.286e-82% | 5.293e-70% | 4.44e-60% | 1.006e-51% | 1.195e-44% | 1.253e-38% | 1.753e-33%
680638.3524 | 2000 | 55.9 | 0% | 0% | 0% | 0% | 0% | 0% | 0% | 0% | 0% | 0% | 0% | 8.032e-291% | 1.032e-236% | 8.949e-195% | 9.597e-162% | 2.278e-135% | 4.696e-114% | 1.192e-96% | 2.625e-82% | 2.16e-70% | 2.015e-60% | 5.001e-52% | 6.423e-45% | 7.205e-39% | 1.07e-33%
684297.6906 | 2000 | 56 | 0% | 0% | 0% | 0% | 0% | 0% | 0% | 0% | 0% | 0% | 0% | 3.796e-292% | 8.126e-238% | 1.053e-195% | 1.555e-162% | 4.784e-136% | 1.22e-114% | 3.695e-97% | 9.433e-83% | 8.794e-71% | 9.12e-61% | 2.48e-52% | 3.445e-45% | 4.138e-39% | 6.522e-34%
687970.1212 | 2000 | 56.1 | 0% | 0% | 0% | 0% | 0% | 0% | 0% | 0% | 0% | 0% | 0% | 1.782e-293% | 6.362e-239% | 1.232e-196% | 2.508e-163% | 1.001e-136% | 3.159e-115% | 1.142e-97% | 3.38e-83% | 3.571e-71% | 4.119e-61% | 1.227e-52% | 1.845e-45% | 2.372e-39% | 3.969e-34%
691655.6676 | 2000 | 56.2 | 0% | 0% | 0% | 0% | 0% | 0% | 0% | 0% | 0% | 0% | 0% | 8.304e-295% | 4.952e-240% | 1.434e-197% | 4.028e-164% | 2.085e-137% | 8.152e-116% | 3.518e-98% | 1.208e-83% | 1.446e-71% | 1.856e-61% | 6.059e-53% | 9.857e-46% | 1.357e-39% | 2.411e-34%
695354.3532 | 2000 | 56.3 | 0% | 0% | 0% | 0% | 0% | 0% | 0% | 0% | 0% | 0% | 0% | 3.843e-296% | 3.831e-241% | 1.661e-198% | 6.44e-165% | 4.329e-138% | 2.096e-116% | 1.08e-98% | 4.304e-84% | 5.844e-72% | 8.347e-62% | 2.986e-53% | 5.257e-46% | 7.754e-40% | 1.462e-34%
699066.2013 | 2000 | 56.4 | 0% | 0% | 0% | 0% | 0% | 0% | 0% | 0% | 0% | 0% | 0% | 1.767e-297% | 2.946e-242% | 1.914e-199% | 1.025e-165% | 8.951e-139% | 5.371e-117% | 3.308e-99% | 1.529e-84% | 2.355e-72% | 3.745e-62% | 1.469e-53% | 2.799e-46% | 4.422e-40% | 8.855e-35%
702791.2354 | 2000 | 56.5 | 0% | 0% | 0% | 0% | 0% | 0% | 0% | 0% | 0% | 0% | 0% | 8.064e-299% | 2.253e-243% | 2.195e-200% | 1.624e-166% | 1.843e-139% | 1.372e-117% | 1.01e-99% | 5.42e-85% | 9.468e-73% | 1.676e-62% | 7.207e-54% | 1.487e-46% | 2.517e-40% | 5.354e-35%
706529.4789 | 2000 | 56.6 | 0% | 0% | 0% | 0% | 0% | 0% | 0% | 0% | 0% | 0% | 0% | 3.656e-300% | 1.712e-244% | 2.504e-201% | 2.563e-167% | 3.782e-140% | 3.491e-118% | 3.072e-100% | 1.915e-85% | 3.797e-73% | 7.485e-63% | 3.53e-54% | 7.887e-47% | 1.431e-40% | 3.232e-35%
710280.955 | 2000 | 56.7 | 0% | 0% | 0% | 0% | 0% | 0% | 0% | 0% | 0% | 0% | 0% | 1.646e-301% | 1.294e-245% | 2.842e-202% | 4.025e-168% | 7.729e-141% | 8.853e-119% | 9.318e-101% | 6.75e-86% | 1.519e-73% | 3.335e-63% | 1.725e-54% | 4.175e-47% | 8.116e-41% | 1.948e-35%
714045.6873 | 2000 | 56.8 | 0% | 0% | 0% | 0% | 0% | 0% | 0% | 0% | 0% | 0% | 0% | 7.357e-303% | 9.718e-247% | 3.209e-203% | 6.293e-169% | 1.573e-141% | 2.237e-119% | 2.818e-101% | 2.372e-86% | 6.061e-74% | 1.483e-63% | 8.414e-55% | 2.206e-47% | 4.596e-41% | 1.172e-35%
717823.699 | 2000 | 56.9 | 0% | 0% | 0% | 0% | 0% | 0% | 0% | 0% | 0% | 0% | 0% | 3.267e-304% | 7.257e-248% | 3.605e-204% | 9.797e-170% | 3.19e-142% | 5.635e-120% | 8.495e-102% | 8.314e-87% | 2.412e-74% | 6.577e-64% | 4.096e-55% | 1.163e-47% | 2.599e-41% | 7.04e-36%
721615.0135 | 2000 | 57 | 0% | 0% | 0% | 0% | 0% | 0% | 0% | 0% | 0% | 0% | 0% | 1.44e-305% | 5.387e-249% | 4.029e-205% | 1.518e-170% | 6.443e-143% | 1.414e-120% | 2.553e-102% | 2.906e-87% | 9.577e-75% | 2.911e-64% | 1.989e-55% | 6.123e-48% | 1.467e-41% | 4.222e-36%
725419.6543 | 2000 | 57.1 | 0% | 0% | 0% | 0% | 0% | 0% | 0% | 0% | 0% | 0% | 0% | 0% | 3.975e-250% | 4.48e-206% | 2.343e-171% | 1.296e-143% | 3.537e-121% | 7.65e-103% | 1.013e-87% | 3.793e-75% | 1.285e-64% | 9.643e-56% | 3.217e-48% | 8.262e-42% | 2.528e-36%
729237.6446 | 2000 | 57.2 | 0% | 0% | 0% | 0% | 0% | 0% | 0% | 0% | 0% | 0% | 0% | 0% | 2.916e-251% | 4.956e-207% | 3.599e-172% | 2.598e-144% | 8.817e-122% | 2.285e-103% | 3.52e-88% | 1.498e-75% | 5.662e-65% | 4.664e-56% | 1.687e-48% | 4.647e-42% | 1.512e-36%
733069.008 | 2000 | 57.3 | 0% | 0% | 0% | 0% | 0% | 0% | 0% | 0% | 0% | 0% | 0% | 0% | 2.126e-252% | 5.455e-208% | 5.504e-173% | 5.186e-145% | 2.19e-122% | 6.804e-104% | 1.22e-88% | 5.905e-76% | 2.489e-65% | 2.252e-56% | 8.828e-49% | 2.609e-42% | 9.023e-37%
736913.7677 | 2000 | 57.4 | 0% | 0% | 0% | 0% | 0% | 0% | 0% | 0% | 0% | 0% | 0% | 0% | 1.541e-253% | 5.974e-209% | 8.379e-174% | 1.031e-145% | 5.421e-123% | 2.02e-104% | 4.217e-89% | 2.321e-76% | 1.091e-65% | 1.085e-56% | 4.612e-49% | 1.462e-42% | 5.377e-37%
740771.9471 | 2000 | 57.5 | 0% | 0% | 0% | 0% | 0% | 0% | 0% | 0% | 0% | 0% | 0% | 0% | 1.111e-254% | 6.509e-210% | 1.27e-174% | 2.042e-146% | 1.337e-123% | 5.977e-105% | 1.454e-89% | 9.1e-77% | 4.776e-66% | 5.214e-57% | 2.405e-49% | 8.181e-43% | 3.2e-37%
744643.5697 | 2000 | 57.6 | 0% | 0% | 0% | 0% | 0% | 0% | 0% | 0% | 0% | 0% | 0% | 0% | 7.958e-256% | 7.056e-211% | 1.917e-175% | 4.03e-147% | 3.288e-124% | 1.763e-105% | 4.997e-90% | 3.559e-77% | 2.085e-66% | 2.502e-57% | 1.251e-49% | 4.569e-43% | 1.901e-37%
748528.6588 | 2000 | 57.7 | 0% | 0% | 0% | 0% | 0% | 0% | 0% | 0% | 0% | 0% | 0% | 0% | 5.668e-257% | 7.61e-212% | 2.879e-176% | 7.919e-148% | 8.054e-125% | 5.187e-106% | 1.713e-90% | 1.389e-77% | 9.082e-67% | 1.198e-57% | 6.5e-50% | 2.548e-43% | 1.127e-37%
752427.2377 | 2000 | 57.8 | 0% | 0% | 0% | 0% | 0% | 0% | 0% | 0% | 0% | 0% | 0% | 0% | 4.013e-258% | 8.165e-213% | 4.307e-177% | 1.55e-148% | 1.966e-125% | 1.521e-106% | 5.855e-91% | 5.404e-78% | 3.947e-67% | 5.722e-58% | 3.37e-50% | 1.418e-43% | 6.675e-38%
756339.3299 | 2000 | 57.9 | 0% | 0% | 0% | 0% | 0% | 0% | 0% | 0% | 0% | 0% | 0% | 0% | 2.824e-259% | 8.716e-214% | 6.413e-178% | 3.023e-149% | 4.784e-126% | 4.446e-107% | 1.996e-91% | 2.098e-78% | 1.711e-67% | 2.728e-58% | 1.744e-50% | 7.878e-44% | 3.946e-38%
760264.9588 | 2000 | 58 | 0% | 0% | 0% | 0% | 0% | 0% | 0% | 0% | 0% | 0% | 0% | 0% | 1.976e-260% | 9.257e-215% | 9.507e-179% | 5.872e-150% | 1.16e-126% | 1.295e-107% | 6.786e-92% | 8.123e-79% | 7.404e-68% | 1.298e-58% | 9.008e-51% | 4.37e-44% | 2.329e-38%
764204.1476 | 2000 | 58.1 | 0% | 0% | 0% | 0% | 0% | 0% | 0% | 0% | 0% | 0% | 0% | 0% | 1.374e-261% | 9.782e-216% | 1.403e-179% | 1.136e-150% | 2.802e-127% | 3.764e-108% | 2.3e-92% | 3.138e-79% | 3.196e-68% | 6.163e-59% | 4.644e-51% | 2.419e-44% | 1.373e-38%
768156.9199 | 2000 | 58.2 | 0% | 0% | 0% | 0% | 0% | 0% | 0% | 0% | 0% | 0% | 0% | 0% | 9.502e-263% | 1.028e-216% | 2.062e-180% | 2.19e-151% | 6.747e-128% | 1.09e-108% | 7.777e-93% | 1.209e-79% | 1.376e-68% | 2.92e-59% | 2.389e-51% | 1.337e-44% | 8.077e-39%
772123.2989 | 2000 | 58.3 | 0% | 0% | 0% | 0% | 0% | 0% | 0% | 0% | 0% | 0% | 0% | 0% | 6.531e-264% | 1.076e-217% | 3.016e-181% | 4.203e-152% | 1.619e-128% | 3.147e-109% | 2.622e-93% | 4.646e-80% | 5.915e-69% | 1.381e-59% | 1.227e-51% | 7.379e-45% | 4.744e-39%
776103.3081 | 2000 | 58.4 | 0% | 0% | 0% | 0% | 0% | 0% | 0% | 0% | 0% | 0% | 0% | 0% | 4.462e-265% | 1.119e-218% | 4.392e-182% | 8.038e-153% | 3.871e-129% | 9.058e-110% | 8.815e-94% | 1.781e-80% | 2.536e-69% | 6.516e-60% | 6.29e-52% | 4.064e-45% | 2.783e-39%
780096.9709 | 2000 | 58.5 | 0% | 0% | 0% | 0% | 0% | 0% | 0% | 0% | 0% | 0% | 0% | 0% | 3.031e-266% | 1.159e-219% | 6.368e-183% | 1.531e-153% | 9.225e-130% | 2.599e-110% | 2.956e-94% | 6.812e-81% | 1.085e-69% | 3.068e-60% | 3.218e-52% | 2.235e-45% | 1.629e-39%
784104.3105 | 2000 | 58.6 | 0% | 0% | 0% | 0% | 0% | 0% | 0% | 0% | 0% | 0% | 0% | 0% | 2.047e-267% | 1.194e-220% | 9.192e-184% | 2.905e-154% | 2.191e-130% | 7.435e-111% | 9.882e-95% | 2.598e-81% | 4.629e-70% | 1.442e-60% | 1.644e-52% | 1.227e-45% | 9.525e-40%
788125.3504 | 2000 | 58.7 | 0% | 0% | 0% | 0% | 0% | 0% | 0% | 0% | 0% | 0% | 0% | 0% | 1.374e-268% | 1.223e-221% | 1.321e-184% | 5.49e-155% | 5.184e-131% | 2.12e-111% | 3.295e-95% | 9.887e-82% | 1.971e-70% | 6.762e-61% | 8.378e-53% | 6.722e-46% | 5.56e-40%
792160.114 | 2000 | 58.8 | 0% | 0% | 0% | 0% | 0% | 0% | 0% | 0% | 0% | 0% | 0% | 0% | 9.168e-270% | 1.247e-222% | 1.89e-185% | 1.034e-155% | 1.223e-131% | 6.029e-112% | 1.096e-95% | 3.753e-82% | 8.375e-71% | 3.165e-61% | 4.262e-53% | 3.677e-46% | 3.24e-40%
796208.6247 | 2000 | 58.9 | 0% | 0% | 0% | 0% | 0% | 0% | 0% | 0% | 0% | 0% | 0% | 0% | 6.082e-271% | 1.265e-223% | 2.692e-186% | 1.938e-156% | 2.873e-132% | 1.709e-112% | 3.633e-96% | 1.421e-82% | 3.55e-71% | 1.478e-61% | 2.164e-53% | 2.008e-46% | 1.885e-40%
800270.9058 | 2000 | 59 | 0% | 0% | 0% | 0% | 0% | 0% | 0% | 0% | 0% | 0% | 0% | 0% | 4.011e-272% | 1.277e-224% | 3.817e-187% | 3.621e-157% | 6.73e-133% | 4.828e-113% | 1.201e-96% | 5.366e-83% | 1.501e-71% | 6.888e-62% | 1.097e-53% | 1.094e-46% | 1.095e-40%
804346.9807 | 2000 | 59.1 | 0% | 0% | 0% | 0% | 0% | 0% | 0% | 0% | 0% | 0% | 0% | 0% | 2.629e-273% | 1.282e-225% | 5.388e-188% | 6.737e-158% | 1.571e-133% | 1.36e-113% | 3.961e-97% | 2.021e-83% | 6.336e-72% | 3.204e-62% | 5.549e-54% | 5.956e-47% | 6.351e-41%
808436.8728 | 2000 | 59.2 | 0% | 0% | 0% | 0% | 0% | 0% | 0% | 0% | 0% | 0% | 0% | 0% | 1.713e-274% | 1.281e-226% | 7.573e-189% | 1.249e-158% | 3.653e-134% | 3.819e-114% | 1.303e-97% | 7.596e-84% | 2.667e-72% | 1.487e-62% | 2.802e-54% | 3.235e-47% | 3.677e-41%
812540.6054 | 2000 | 59.3 | 0% | 0% | 0% | 0% | 0% | 0% | 0% | 0% | 0% | 0% | 0% | 0% | 1.11e-275% | 1.273e-227% | 1.06e-189% | 2.305e-159% | 8.468e-135% | 1.069e-114% | 4.271e-98% | 2.847e-84% | 1.121e-72% | 6.888e-63% | 1.412e-54% | 1.754e-47% | 2.126e-41%
816658.202 | 2000 | 59.4 | 0% | 0% | 0% | 0% | 0% | 0% | 0% | 0% | 0% | 0% | 0% | 0% | 7.149e-277% | 1.259e-228% | 1.476e-190% | 4.239e-160% | 1.956e-135% | 2.984e-115% | 1.397e-98% | 1.065e-84% | 4.696e-73% | 3.184e-63% | 7.102e-55% | 9.497e-48% | 1.227e-41%
820789.686 | 2000 | 59.5 | 0% | 0% | 0% | 0% | 0% | 0% | 0% | 0% | 0% | 0% | 0% | 0% | 4.577e-278% | 1.239e-229% | 2.047e-191% | 7.766e-161% | 4.502e-136% | 8.301e-116% | 4.555e-99% | 3.971e-85% | 1.964e-73% | 1.469e-63% | 3.566e-55% | 5.132e-48% | 7.07e-42%
824935.0806 | 2000 | 59.6 | 0% | 0% | 0% | 0% | 0% | 0% | 0% | 0% | 0% | 0% | 0% | 0% | 2.913e-279% | 1.213e-230% | 2.826e-192% | 1.417e-161% | 1.033e-136% | 2.303e-116% | 1.481e-99% | 1.477e-85% | 8.193e-74% | 6.76e-64% | 1.787e-55% | 2.769e-48% | 4.068e-42%
829094.4093 | 2000 | 59.7 | 0% | 0% | 0% | 0% | 0% | 0% | 0% | 0% | 0% | 0% | 0% | 0% | 1.843e-280% | 1.181e-231% | 3.885e-193% | 2.576e-162% | 2.361e-137% | 6.367e-117% | 4.805e-100% | 5.483e-86% | 3.411e-74% | 3.105e-64% | 8.937e-56% | 1.491e-48% | 2.337e-42%
833267.6955 | 2000 | 59.8 | 0% | 0% | 0% | 0% | 0% | 0% | 0% | 0% | 0% | 0% | 0% | 0% | 1.159e-281% | 1.144e-232% | 5.316e-194% | 4.663e-163% | 5.379e-138% | 1.755e-117% | 1.554e-100% | 2.03e-86% | 1.417e-74% | 1.424e-64% | 4.462e-56% | 8.015e-49% | 1.34e-42%
837454.9626 | 2000 | 59.9 | 0% | 0% | 0% | 0% | 0% | 0% | 0% | 0% | 0% | 0% | 0% | 0% | 7.248e-283% | 1.103e-233% | 7.243e-195% | 8.41e-164% | 1.221e-138% | 4.823e-118% | 5.012e-101% | 7.494e-87% | 5.87e-75% | 6.513e-65% | 2.223e-56% | 4.302e-49% | 7.673e-43%
841656.2338 | 2000 | 60 | 0% | 0% | 0% | 0% | 0% | 0% | 0% | 0% | 0% | 0% | 0% | 0% | 4.505e-284% | 1.058e-234% | 9.824e-196% | 1.511e-164% | 2.763e-139% | 1.321e-118% | 1.612e-101% | 2.76e-87% | 2.427e-75% | 2.973e-65% | 1.106e-56% | 2.304e-49% | 4.386e-43%
845871.5327 | 2000 | 60.1 | 0% | 0% | 0% | 0% | 0% | 0% | 0% | 0% | 0% | 0% | 0% | 0% | 2.784e-285% | 1.009e-235% | 1.327e-196% | 2.703e-165% | 6.228e-140% | 3.609e-119% | 5.17e-102% | 1.014e-87% | 1.001e-75% | 1.355e-65% | 5.488e-57% | 1.232e-49% | 2.504e-43%
850100.8826 | 2000 | 60.2 | 0% | 0% | 0% | 0% | 0% | 0% | 0% | 0% | 0% | 0% | 0% | 0% | 1.71e-286% | 9.582e-237% | 1.783e-197% | 4.818e-166% | 1.399e-140% | 9.827e-120% | 1.654e-102% | 3.717e-88% | 4.12e-76% | 6.159e-66% | 2.719e-57% | 6.58e-50% | 1.427e-43%
854344.3068 | 2000 | 60.3 | 0% | 0% | 0% | 0% | 0% | 0% | 0% | 0% | 0% | 0% | 0% | 0% | 1.044e-287% | 9.05e-238% | 2.387e-198% | 8.555e-167% | 3.133e-141% | 2.667e-120% | 5.275e-103% | 1.359e-88% | 1.692e-76% | 2.794e-66% | 1.345e-57% | 3.507e-50% | 8.117e-44%
858601.8287 | 2000 | 60.4 | 0% | 0% | 0% | 0% | 0% | 0% | 0% | 0% | 0% | 0% | 0% | 0% | 6.337e-289% | 8.504e-239% | 3.181e-199% | 1.513e-167% | 6.991e-142% | 7.218e-121% | 1.678e-103% | 4.956e-89% | 6.933e-77% | 1.265e-66% | 6.637e-58% | 1.866e-50% | 4.61e-44%
862873.4718 | 2000 | 60.5 | 0% | 0% | 0% | 0% | 0% | 0% | 0% | 0% | 0% | 0% | 0% | 0% | 3.824e-290% | 7.95e-240% | 4.219e-200% | 2.665e-168% | 1.555e-142% | 1.947e-121% | 5.322e-104% | 1.803e-89% | 2.834e-77% | 5.717e-67% | 3.27e-58% | 9.908e-51% | 2.615e-44%
867159.2594 | 2000 | 60.6 | 0% | 0% | 0% | 0% | 0% | 0% | 0% | 0% | 0% | 0% | 0% | 0% | 2.294e-291% | 7.395e-241% | 5.572e-201% | 4.677e-169% | 3.445e-143% | 5.237e-122% | 1.684e-104% | 6.541e-90% | 1.156e-77% | 2.578e-67% | 1.608e-58% | 5.253e-51% | 1.48e-44%
871459.2148 | 2000 | 60.7 | 0% | 0% | 0% | 0% | 0% | 0% | 0% | 0% | 0% | 0% | 0% | 0% | 1.368e-292% | 6.843e-242% | 7.326e-202% | 8.176e-170% | 7.607e-144% | 1.404e-122% | 5.311e-105% | 2.368e-90% | 4.704e-78% | 1.16e-67% | 7.892e-59% | 2.78e-51% | 8.369e-45%
875773.3616 | 2000 | 60.8 | 0% | 0% | 0% | 0% | 0% | 0% | 0% | 0% | 0% | 0% | 0% | 0% | 8.11e-294% | 6.301e-243% | 9.59e-203% | 1.423e-170% | 1.674e-144% | 3.753e-123% | 1.671e-105% | 8.548e-91% | 1.91e-78% | 5.209e-68% | 3.866e-59% | 1.469e-51% | 4.723e-45%
880101.7229 | 2000 | 60.9 | 0% | 0% | 0% | 0% | 0% | 0% | 0% | 0% | 0% | 0% | 0% | 0% | 4.78e-295% | 5.772e-244% | 1.25e-203% | 2.469e-171% | 3.671e-145% | 9.999e-124% | 5.241e-106% | 3.079e-91% | 7.736e-79% | 2.334e-68% | 1.89e-59% | 7.747e-52% | 2.661e-45%
884444.3223 | 2000 | 61 | 0% | 0% | 0% | 0% | 0% | 0% | 0% | 0% | 0% | 0% | 0% | 0% | 2.8e-296% | 5.26e-245% | 1.621e-204% | 4.265e-172% | 8.023e-146% | 2.656e-124% | 1.64e-106% | 1.106e-91% | 3.127e-79% | 1.044e-68% | 9.225e-60% | 4.079e-52% | 1.497e-45%
888801.1831 | 2000 | 61.1 | 0% | 0% | 0% | 0% | 0% | 0% | 0% | 0% | 0% | 0% | 0% | 0% | 1.631e-297% | 4.769e-246% | 2.094e-205% | 7.34e-173% | 1.747e-146% | 7.034e-125% | 5.115e-107% | 3.963e-92% | 1.261e-79% | 4.658e-69% | 4.493e-60% | 2.144e-52% | 8.41e-46%
893172.3286 | 2000 | 61.2 | 0% | 0% | 0% | 0% | 0% | 0% | 0% | 0% | 0% | 0% | 0% | 0% | 9.441e-299% | 4.302e-247% | 2.693e-206% | 1.258e-173% | 3.793e-147% | 1.857e-125% | 1.591e-107% | 1.417e-92% | 5.073e-80% | 2.075e-69% | 2.185e-60% | 1.125e-52% | 4.717e-46%
897557.7823 | 2000 | 61.3 | 0% | 0% | 0% | 0% | 0% | 0% | 0% | 0% | 0% | 0% | 0% | 0% | 5.434e-300% | 3.861e-248% | 3.448e-207% | 2.148e-174% | 8.203e-148% | 4.888e-126% | 4.938e-108% | 5.051e-93% | 2.037e-80% | 9.22e-70% | 1.06e-60% | 5.891e-53% | 2.641e-46%
901957.5675 | 2000 | 61.4 | 0% | 0% | 0% | 0% | 0% | 0% | 0% | 0% | 0% | 0% | 0% | 0% | 3.109e-301% | 3.448e-249% | 4.394e-208% | 3.654e-175% | 1.768e-148% | 1.282e-126% | 1.528e-108% | 1.797e-93% | 8.158e-81% | 4.089e-70% | 5.135e-61% | 3.08e-53% | 1.476e-46%
906371.7077 | 2000 | 61.5 | 0% | 0% | 0% | 0% | 0% | 0% | 0% | 0% | 0% | 0% | 0% | 0% | 1.768e-302% | 3.063e-250% | 5.576e-209% | 6.19e-176% | 3.798e-149% | 3.354e-127% | 4.714e-109% | 6.374e-94% | 3.26e-81% | 1.81e-70% | 2.482e-61% | 1.608e-53% | 8.239e-47%
910800.2261 | 2000 | 61.6 | 0% | 0% | 0% | 0% | 0% | 0% | 0% | 0% | 0% | 0% | 0% | 0% | 9.998e-304% | 2.708e-251% | 7.044e-210% | 1.045e-176% | 8.129e-150% | 8.747e-128% | 1.45e-109% | 2.256e-94% | 1.3e-81% | 7.994e-71% | 1.198e-61% | 8.378e-54% | 4.591e-47%
915243.1463 | 2000 | 61.7 | 0% | 0% | 0% | 0% | 0% | 0% | 0% | 0% | 0% | 0% | 0% | 0% | 5.62e-305% | 2.381e-252% | 8.859e-211% | 1.756e-177% | 1.734e-150% | 2.274e-128% | 4.45e-110% | 7.963e-95% | 5.171e-82% | 3.524e-71% | 5.768e-62% | 4.358e-54% | 2.554e-47%
919700.4914 | 2000 | 61.8 | 0% | 0% | 0% | 0% | 0% | 0% | 0% | 0% | 0% | 0% | 0% | 0% | 3.14e-306% | 2.083e-253% | 1.109e-211% | 2.94e-178% | 3.686e-151% | 5.893e-129% | 1.362e-110% | 2.804e-95% | 2.052e-82% | 1.55e-71% | 2.773e-62% | 2.263e-54% | 1.419e-47%
924172.285 | 2000 | 61.9 | 0% | 0% | 0% | 0% | 0% | 0% | 0% | 0% | 0% | 0% | 0% | 0% | 0% | 1.813e-254% | 1.383e-212% | 4.904e-179% | 7.809e-152% | 1.523e-129% | 4.155e-111% | 9.849e-96% | 8.128e-83% | 6.804e-72% | 1.33e-62% | 1.173e-54% | 7.867e-48%
928658.5505 | 2000 | 62 | 0% | 0% | 0% | 0% | 0% | 0% | 0% | 0% | 0% | 0% | 0% | 0% | 0% | 1.57e-255% | 1.716e-213% | 8.147e-180% | 1.649e-152% | 3.922e-130% | 1.264e-111% | 3.451e-96% | 3.211e-83% | 2.98e-72% | 6.371e-63% | 6.069e-55% | 4.356e-48%
933159.3111 | 2000 | 62.1 | 0% | 0% | 0% | 0% | 0% | 0% | 0% | 0% | 0% | 0% | 0% | 0% | 0% | 1.353e-256% | 2.12e-214% | 1.348e-180% | 3.468e-153% | 1.007e-130% | 3.837e-112% | 1.206e-96% | 1.266e-83% | 1.303e-72% | 3.045e-63% | 3.135e-55% | 2.408e-48%
937674.5902 | 2000 | 62.2 | 0% | 0% | 0% | 0% | 0% | 0% | 0% | 0% | 0% | 0% | 0% | 0% | 0% | 1.16e-257% | 2.608e-215% | 2.223e-181% | 7.272e-154% | 2.578e-131% | 1.161e-112% | 4.205e-97% | 4.98e-84% | 5.684e-73% | 1.453e-63% | 1.616e-55% | 1.329e-48%
942204.4114 | 2000 | 62.3 | 0% | 0% | 0% | 0% | 0% | 0% | 0% | 0% | 0% | 0% | 0% | 0% | 0% | 9.892e-259% | 3.193e-216% | 3.65e-182% | 1.519e-154% | 6.578e-132% | 3.504e-113% | 1.462e-97% | 1.954e-84% | 2.474e-73% | 6.918e-64% | 8.321e-56% | 7.322e-49%
946748.7978 | 2000 | 62.4 | 0% | 0% | 0% | 0% | 0% | 0% | 0% | 0% | 0% | 0% | 0% | 0% | 0% | 8.394e-260% | 3.893e-217% | 5.97e-183% | 3.163e-155% | 1.673e-132% | 1.054e-113% | 5.073e-98% | 7.652e-85% | 1.075e-73% | 3.288e-64% | 4.276e-56% | 4.028e-49%
951307.773 | 2000 | 62.5 | 0% | 0% | 0% | 0% | 0% | 0% | 0% | 0% | 0% | 0% | 0% | 0% | 0% | 7.086e-261% | 4.725e-218% | 9.726e-184% | 6.564e-156% | 4.244e-133% | 3.165e-114% | 1.755e-98% | 2.989e-85% | 4.661e-74% | 1.56e-64% | 2.193e-56% | 2.212e-49%
955881.3602 | 2000 | 62.6 | 0% | 0% | 0% | 0% | 0% | 0% | 0% | 0% | 0% | 0% | 0% | 0% | 0% | 5.952e-262% | 5.709e-219% | 1.579e-184% | 1.357e-156% | 1.073e-133% | 9.471e-115% | 6.058e-99% | 1.165e-85% | 2.016e-74% | 7.385e-65% | 1.123e-56% | 1.213e-49%
960469.583 | 2000 | 62.7 | 0% | 0% | 0% | 0% | 0% | 0% | 0% | 0% | 0% | 0% | 0% | 0% | 0% | 4.973e-263% | 6.868e-220% | 2.552e-185% | 2.797e-157% | 2.705e-134% | 2.827e-115% | 2.086e-99% | 4.531e-86% | 8.707e-75% | 3.49e-65% | 5.741e-57% | 6.642e-50%
965072.4645 | 2000 | 62.8 | 0% | 0% | 0% | 0% | 0% | 0% | 0% | 0% | 0% | 0% | 0% | 0% | 0% | 4.135e-264% | 8.226e-221% | 4.109e-186% | 5.743e-158% | 6.797e-135% | 8.413e-116% | 7.164e-100% | 1.758e-86% | 3.751e-75% | 1.646e-65% | 2.93e-57% | 3.631e-50%
969690.0283 | 2000 | 62.9 | 0% | 0% | 0% | 0% | 0% | 0% | 0% | 0% | 0% | 0% | 0% | 0% | 0% | 3.42e-265% | 9.808e-222% | 6.591e-187% | 1.175e-158% | 1.703e-135% | 2.497e-116% | 2.454e-100% | 6.806e-87% | 1.613e-75% | 7.751e-66% | 1.493e-57% | 1.981e-50%
974322.2977 | 2000 | 63 | 0% | 0% | 0% | 0% | 0% | 0% | 0% | 0% | 0% | 0% | 0% | 0% | 0% | 2.815e-266% | 1.164e-222% | 1.053e-187% | 2.397e-159% | 4.252e-136% | 7.391e-117% | 8.386e-101% | 2.629e-87% | 6.921e-76% | 3.642e-66% | 7.59e-58% | 1.08e-50%
978969.2961 | 2000 | 63.1 | 0% | 0% | 0% | 0% | 0% | 0% | 0% | 0% | 0% | 0% | 0% | 0% | 0% | 2.304e-267% | 1.376e-223% | 1.676e-188% | 4.871e-160% | 1.059e-136% | 2.181e-117% | 2.859e-101% | 1.013e-87% | 2.964e-76% | 1.708e-66% | 3.853e-58% | 5.873e-51%
983631.0468 | 2000 | 63.2 | 0% | 0% | 0% | 0% | 0% | 0% | 0% | 0% | 0% | 0% | 0% | 0% | 0% | 1.877e-268% | 1.619e-224% | 2.657e-189% | 9.864e-161% | 2.628e-137% | 6.421e-118% | 9.72e-102% | 3.896e-88% | 1.267e-76% | 7.998e-67% | 1.953e-58% | 3.19e-51%
988307.5733 | 2000 | 63.3 | 0% | 0% | 0% | 0% | 0% | 0% | 0% | 0% | 0% | 0% | 0% | 0% | 0% | 1.521e-269% | 1.896e-225% | 4.196e-190% | 1.991e-161% | 6.502e-138% | 1.885e-118% | 3.297e-102% | 1.495e-88% | 5.401e-77% | 3.737e-67% | 9.879e-59% | 1.73e-51%
992998.8989 | 2000 | 63.4 | 0% | 0% | 0% | 0% | 0% | 0% | 0% | 0% | 0% | 0% | 0% | 0% | 0% | 1.227e-270% | 2.211e-226% | 6.6e-191% | 4.004e-162% | 1.604e-138% | 5.517e-119% | 1.115e-102% | 5.721e-89% | 2.299e-77% | 1.743e-67% | 4.989e-59% | 9.365e-52%
997705.047 | 2000 | 63.5 | 0% | 0% | 0% | 0% | 0% | 0% | 0% | 0% | 0% | 0% | 0% | 0% | 0% | 9.841e-272% | 2.567e-227% | 1.034e-191% | 8.026e-163% | 3.944e-139% | 1.611e-119% | 3.764e-103% | 2.185e-89% | 9.761e-78% | 8.113e-68% | 2.515e-59% | 5.062e-52%
1002426.041 | 2000 | 63.6 | 0% | 0% | 0% | 0% | 0% | 0% | 0% | 0% | 0% | 0% | 0% | 0% | 0% | 7.854e-273% | 2.967e-228% | 1.614e-192% | 1.603e-163% | 9.669e-140% | 4.688e-120% | 1.267e-103% | 8.325e-90% | 4.137e-78% | 3.769e-68% | 1.266e-59% | 2.732e-52%
1007161.9043 | 2000 | 63.7 | 0% | 0% | 0% | 0% | 0% | 0% | 0% | 0% | 0% | 0% | 0% | 0% | 0% | 6.237e-274% | 3.414e-229% | 2.509e-193% | 3.191e-164% | 2.363e-140% | 1.361e-120% | 4.255e-104% | 3.165e-90% | 1.75e-78% | 1.748e-68% | 6.359e-60% | 1.472e-52%
1011912.6601 | 2000 | 63.8 | 0% | 0% | 0% | 0% | 0% | 0% | 0% | 0% | 0% | 0% | 0% | 0% | 0% | 4.927e-275% | 3.911e-230% | 3.886e-194% | 6.33e-165% | 5.757e-141% | 3.94e-121% | 1.425e-104% | 1.201e-90% | 7.385e-79% | 8.091e-69% | 3.189e-60% | 7.918e-53%
1016678.332 | 2000 | 63.9 | 0% | 0% | 0% | 0% | 0% | 0% | 0% | 0% | 0% | 0% | 0% | 0% | 0% | 3.873e-276% | 4.461e-231% | 5.994e-195% | 1.251e-165% | 1.398e-141% | 1.137e-121% | 4.762e-105% | 4.543e-91% | 3.11e-79% | 3.738e-69% | 1.597e-60% | 4.253e-53%
1021458.9434 | 2000 | 64 | 0% | 0% | 0% | 0% | 0% | 0% | 0% | 0% | 0% | 0% | 0% | 0% | 0% | 3.029e-277% | 5.065e-232% | 9.21e-196% | 2.465e-166% | 3.386e-142% | 3.275e-122% | 1.587e-105% | 1.716e-91% | 1.307e-79% | 1.724e-69% | 7.98e-61% | 2.28e-53%
1026254.5174 | 2000 | 64.1 | 0% | 0% | 0% | 0% | 0% | 0% | 0% | 0% | 0% | 0% | 0% | 0% | 0% | 2.356e-278% | 5.726e-233% | 1.41e-196% | 4.839e-167% | 8.175e-143% | 9.402e-123% | 5.277e-106% | 6.463e-92% | 5.484e-80% | 7.933e-70% | 3.982e-61% | 1.221e-53%
1031065.0777 | 2000 | 64.2 | 0% | 0% | 0% | 0% | 0% | 0% | 0% | 0% | 0% | 0% | 0% | 0% | 0% | 1.824e-279% | 6.444e-234% | 2.149e-197% | 9.468e-168% | 1.967e-143% | 2.692e-123% | 1.75e-106% | 2.43e-92% | 2.295e-80% | 3.644e-70% | 1.983e-61% | 6.526e-54%
1035890.6474 | 2000 | 64.3 | 0% | 0% | 0% | 0% | 0% | 0% | 0% | 0% | 0% | 0% | 0% | 0% | 0% | 1.405e-280% | 7.22e-235% | 3.264e-198% | 1.846e-168% | 4.72e-144% | 7.686e-124% | 5.788e-107% | 9.112e-93% | 9.589e-81% | 1.671e-70% | 9.859e-62% | 3.483e-54%
1040731.2501 | 2000 | 64.4 | 0% | 0% | 0% | 0% | 0% | 0% | 0% | 0% | 0% | 0% | 0% | 0% | 0% | 1.076e-281% | 8.053e-236% | 4.937e-199% | 3.586e-169% | 1.129e-144% | 2.188e-124% | 1.91e-107% | 3.41e-93% | 3.997e-81% | 7.647e-71% | 4.893e-62% | 1.855e-54%
1045586.9091 | 2000 | 64.5 | 0% | 0% | 0% | 0% | 0% | 0% | 0% | 0% | 0% | 0% | 0% | 0% | 0% | 8.205e-283% | 8.943e-237% | 7.44e-200% | 6.944e-170% | 2.692e-145% | 6.213e-125% | 6.287e-108% | 1.273e-93% | 1.663e-81% | 3.493e-71% | 2.425e-62% | 9.87e-55%
1050457.6478 | 2000 | 64.6 | 0% | 0% | 0% | 0% | 0% | 0% | 0% | 0% | 0% | 0% | 0% | 0% | 0% | 6.223e-284% | 9.887e-238% | 1.117e-200% | 1.34e-170% | 6.398e-146% | 1.759e-125% | 2.064e-108% | 4.742e-94% | 6.903e-82% | 1.592e-71% | 1.199e-62% | 5.242e-55%
1055343.4895 | 2000 | 64.7 | 0% | 0% | 0% | 0% | 0% | 0% | 0% | 0% | 0% | 0% | 0% | 0% | 0% | 4.696e-285% | 1.088e-238% | 1.67e-201% | 2.576e-171% | 1.516e-146% | 4.968e-126% | 6.76e-109% | 1.762e-94% | 2.86e-82% | 7.247e-72% | 5.921e-63% | 2.78e-55%
1060244.4576 | 2000 | 64.8 | 0% | 0% | 0% | 0% | 0% | 0% | 0% | 0% | 0% | 0% | 0% | 0% | 0% | 3.525e-286% | 1.192e-239% | 2.486e-202% | 4.936e-172% | 3.582e-147% | 1.399e-126% | 2.208e-109% | 6.534e-95% | 1.182e-82% | 3.291e-72% | 2.918e-63% | 1.472e-55%
1065160.5756 | 2000 | 64.9 | 0% | 0% | 0% | 0% | 0% | 0% | 0% | 0% | 0% | 0% | 0% | 0% | 0% | 2.633e-287% | 1.301e-240% | 3.688e-203% | 9.426e-173% | 8.436e-148% | 3.928e-127% | 7.197e-110% | 2.418e-95% | 4.878e-83% | 1.492e-72% | 1.436e-63% | 7.778e-56%
1070091.8668 | 2000 | 65 | 0% | 0% | 0% | 0% | 0% | 0% | 0% | 0% | 0% | 0% | 0% | 0% | 0% | 1.957e-288% | 1.413e-241% | 5.45e-204% | 1.794e-173% | 1.981e-148% | 1.1e-127% | 2.339e-110% | 8.924e-96% | 2.008e-83% | 6.752e-73% | 7.053e-64% | 4.105e-56%
1075038.3545 | 2000 | 65.1 | 0% | 0% | 0% | 0% | 0% | 0% | 0% | 0% | 0% | 0% | 0% | 0% | 0% | 1.447e-289% | 1.528e-242% | 8.023e-205% | 3.402e-174% | 4.636e-149% | 3.072e-128% | 7.585e-111% | 3.287e-96% | 8.252e-84% | 3.049e-73% | 3.458e-64% | 2.163e-56%
1080000.0621 | 2000 | 65.2 | 0% | 0% | 0% | 0% | 0% | 0% | 0% | 0% | 0% | 0% | 0% | 0% | 0% | 1.064e-290% | 1.645e-243% | 1.176e-205% | 6.429e-175% | 1.082e-149% | 8.555e-129% | 2.453e-111% | 1.208e-96% | 3.384e-84% | 1.374e-73% | 1.693e-64% | 1.138e-56%
1084977.0131 | 2000 | 65.3 | 0% | 0% | 0% | 0% | 0% | 0% | 0% | 0% | 0% | 0% | 0% | 0% | 0% | 7.788e-292% | 1.762e-244% | 1.718e-206% | 1.211e-175% | 2.516e-150% | 2.376e-129% | 7.915e-112% | 4.428e-97% | 1.385e-84% | 6.184e-74% | 8.272e-65% | 5.975e-57%
1089969.2309 | 2000 | 65.4 | 0% | 0% | 0% | 0% | 0% | 0% | 0% | 0% | 0% | 0% | 0% | 0% | 0% | 5.67e-293% | 1.88e-245% | 2.499e-207% | 2.272e-176% | 5.836e-151% | 6.579e-130% | 2.547e-112% | 1.62e-97% | 5.654e-85% | 2.777e-74% | 4.035e-65% | 3.133e-57%
1094976.7387 | 2000 | 65.5 | 0% | 0% | 0% | 0% | 0% | 0% | 0% | 0% | 0% | 0% | 0% | 0% | 0% | 4.107e-294% | 1.997e-246% | 3.622e-208% | 4.25e-177% | 1.349e-151% | 1.817e-130% | 8.177e-113% | 5.912e-98% | 2.304e-85% | 1.245e-74% | 1.965e-65% | 1.64e-57%
1099999.5599 | 2000 | 65.6 | 0% | 0% | 0% | 0% | 0% | 0% | 0% | 0% | 0% | 0% | 0% | 0% | 0% | 2.96e-295% | 2.112e-247% | 5.227e-209% | 7.921e-178% | 3.11e-152% | 5.005e-131% | 2.619e-113% | 2.153e-98% | 9.368e-86% | 5.569e-75% | 9.55e-66% | 8.572e-58%
1105037.718 | 2000 | 65.7 | 0% | 0% | 0% | 0% | 0% | 0% | 0% | 0% | 0% | 0% | 0% | 0% | 0% | 2.123e-296% | 2.224e-248% | 7.516e-210% | 1.471e-178% | 7.145e-153% | 1.375e-131% | 8.364e-114% | 7.821e-99% | 3.802e-86% | 2.487e-75% | 4.634e-66% | 4.473e-58%
1110091.2364 | 2000 | 65.8 | 0% | 0% | 0% | 0% | 0% | 0% | 0% | 0% | 0% | 0% | 0% | 0% | 0% | 1.514e-297% | 2.331e-249% | 1.076e-210% | 2.723e-179% | 1.637e-153% | 3.765e-132% | 2.665e-114% | 2.835e-99% | 1.54e-86% | 1.108e-75% | 2.245e-66% | 2.331e-58%
1115160.1383 | 2000 | 65.9 | 0% | 0% | 0% | 0% | 0% | 0% | 0% | 0% | 0% | 0% | 0% | 0% | 0% | 1.075e-298% | 2.432e-250% | 1.536e-211% | 5.024e-180% | 3.737e-154% | 1.028e-132% | 8.47e-115% | 1.025e-99% | 6.222e-87% | 4.93e-76% | 1.086e-66% | 1.212e-58%
1120244.4472 | 2000 | 66 | 0% | 0% | 0% | 0% | 0% | 0% | 0% | 0% | 0% | 0% | 0% | 0% | 0% | 7.59e-300% | 2.527e-251% | 2.182e-212% | 9.235e-181% | 8.508e-155% | 2.801e-133% | 2.685e-115% | 3.7e-100% | 2.51e-87% | 2.189e-76% | 5.24e-67% | 6.296e-59%
1125344.1865 | 2000 | 66.1 | 0% | 0% | 0% | 0% | 0% | 0% | 0% | 0% | 0% | 0% | 0% | 0% | 0% | 5.332e-301% | 2.614e-252% | 3.089e-213% | 1.692e-181% | 1.931e-155% | 7.608e-134% | 8.492e-116% | 1.332e-100% | 1.01e-87% | 9.702e-77% | 2.525e-67% | 3.264e-59%
1130459.3796 | 2000 | 66.2 | 0% | 0% | 0% | 0% | 0% | 0% | 0% | 0% | 0% | 0% | 0% | 0% | 0% | 3.727e-302% | 2.691e-253% | 4.356e-214% | 3.088e-182% | 4.369e-156% | 2.061e-134% | 2.679e-116% | 4.786e-101% | 4.057e-88% | 4.291e-77% | 1.215e-67% | 1.69e-59%
1135590.0497 | 2000 | 66.3 | 0% | 0% | 0% | 0% | 0% | 0% | 0% | 0% | 0% | 0% | 0% | 0% | 0% | 2.592e-303% | 2.759e-254% | 6.118e-215% | 5.619e-183% | 9.854e-157% | 5.567e-135% | 8.429e-117% | 1.715e-101% | 1.626e-88% | 1.895e-77% | 5.834e-68% | 8.734e-60%
1140736.2204 | 2000 | 66.4 | 0% | 0% | 0% | 0% | 0% | 0% | 0% | 0% | 0% | 0% | 0% | 0% | 0% | 1.793e-304% | 2.816e-255% | 8.559e-216% | 1.019e-183% | 2.216e-157% | 1.5e-135% | 2.646e-117% | 6.134e-102% | 6.504e-89% | 8.349e-78% | 2.797e-68% | 4.507e-60%
1145897.9149 | 2000 | 66.5 | 0% | 0% | 0% | 0% | 0% | 0% | 0% | 0% | 0% | 0% | 0% | 0% | 0% | 1.234e-305% | 2.861e-256% | 1.193e-216% | 1.84e-184% | 4.967e-158% | 4.028e-136% | 8.284e-118% | 2.188e-102% | 2.596e-89% | 3.672e-78% | 1.338e-68% | 2.322e-60%
1151075.1567 | 2000 | 66.6 | 0% | 0% | 0% | 0% | 0% | 0% | 0% | 0% | 0% | 0% | 0% | 0% | 0% | 0% | 2.894e-257% | 1.656e-217% | 3.314e-185% | 1.11e-158% | 1.079e-136% | 2.587e-118% | 7.79e-103% | 1.034e-89% | 1.612e-78% | 6.394e-69% | 1.194e-60%
1156267.9692 | 2000 | 66.7 | 0% | 0% | 0% | 0% | 0% | 0% | 0% | 0% | 0% | 0% | 0% | 0% | 0% | 0% | 2.914e-258% | 2.29e-218% | 5.945e-186% | 2.473e-159% | 2.883e-137% | 8.06e-119% | 2.767e-103% | 4.111e-90% | 7.064e-79% | 3.049e-69% | 6.134e-61%
1161476.3757 | 2000 | 66.8 | 0% | 0% | 0% | 0% | 0% | 0% | 0% | 0% | 0% | 0% | 0% | 0% | 0% | 0% | 2.922e-259% | 3.154e-219% | 1.063e-186% | 5.492e-160% | 7.681e-138% | 2.505e-119% | 9.805e-104% | 1.631e-90% | 3.089e-79% | 1.452e-69% | 3.145e-61%
1166700.3995 | 2000 | 66.9 | 0% | 0% | 0% | 0% | 0% | 0% | 0% | 0% | 0% | 0% | 0% | 0% | 0% | 0% | 2.916e-260% | 4.327e-220% | 1.894e-187% | 1.216e-160% | 2.041e-138% | 7.764e-120% | 3.467e-104% | 6.456e-91% | 1.349e-79% | 6.899e-70% | 1.61e-61%
1171940.0642 | 2000 | 67 | 0% | 0% | 0% | 0% | 0% | 0% | 0% | 0% | 0% | 0% | 0% | 0% | 0% | 0% | 2.898e-261% | 5.913e-221% | 3.364e-188% | 2.684e-161% | 5.406e-139% | 2.401e-120% | 1.223e-104% | 2.55e-91% | 5.875e-80% | 3.273e-70% | 8.229e-62%
1177195.393 | 2000 | 67.1 | 0% | 0% | 0% | 0% | 0% | 0% | 0% | 0% | 0% | 0% | 0% | 0% | 0% | 0% | 2.867e-262% | 8.049e-222% | 5.953e-189% | 5.907e-162% | 1.428e-139% | 7.404e-121% | 4.304e-105% | 1.005e-91% | 2.555e-80% | 1.55e-70% | 4.199e-62%
1182466.4093 | 2000 | 67.2 | 0% | 0% | 0% | 0% | 0% | 0% | 0% | 0% | 0% | 0% | 0% | 0% | 0% | 0% | 2.824e-263% | 1.091e-222% | 1.05e-189% | 1.296e-162% | 3.763e-140% | 2.278e-121% | 1.512e-105% | 3.956e-92% | 1.109e-80% | 7.328e-71% | 2.139e-62%
1187753.1366 | 2000 | 67.3 | 0% | 0% | 0% | 0% | 0% | 0% | 0% | 0% | 0% | 0% | 0% | 0% | 0% | 0% | 2.769e-264% | 1.474e-223% | 1.845e-190% | 2.834e-163% | 9.888e-141% | 6.991e-122% | 5.296e-106% | 1.553e-92% | 4.805e-81% | 3.459e-71% | 1.088e-62%
1193055.5981 | 2000 | 67.4 | 0% | 0% | 0% | 0% | 0% | 0% | 0% | 0% | 0% | 0% | 0% | 0% | 0% | 0% | 2.703e-265% | 1.984e-224% | 3.231e-191% | 6.178e-164% | 2.591e-141% | 2.14e-122% | 1.851e-106% | 6.085e-93% | 2.078e-81% | 1.629e-71% | 5.526e-63%
1198373.8173 | 2000 | 67.5 | 0% | 0% | 0% | 0% | 0% | 0% | 0% | 0% | 0% | 0% | 0% | 0% | 0% | 0% | 2.627e-266% | 2.658e-225% | 5.639e-192% | 1.343e-164% | 6.77e-142% | 6.535e-123% | 6.458e-107% | 2.379e-93% | 8.967e-82% | 7.664e-72% | 2.802e-63%
1203707.8176 | 2000 | 67.6 | 0% | 0% | 0% | 0% | 0% | 0% | 0% | 0% | 0% | 0% | 0% | 0% | 0% | 0% | 2.542e-267% | 3.549e-226% | 9.807e-193% | 2.91e-165% | 1.764e-142% | 1.991e-123% | 2.247e-107% | 9.284e-94% | 3.863e-82% | 3.598e-72% | 1.418e-63%
1209057.6223 | 2000 | 67.7 | 0% | 0% | 0% | 0% | 0% | 0% | 0% | 0% | 0% | 0% | 0% | 0% | 0% | 0% | 2.448e-268% | 4.719e-227% | 1.7e-193% | 6.286e-166% | 4.584e-143% | 6.048e-124% | 7.803e-108% | 3.615e-94% | 1.661e-82% | 1.686e-72% | 7.168e-64%
1214423.2548 | 2000 | 67.8 | 0% | 0% | 0% | 0% | 0% | 0% | 0% | 0% | 0% | 0% | 0% | 0% | 0% | 0% | 2.348e-269% | 6.251e-228% | 2.936e-194% | 1.354e-166% | 1.188e-143% | 1.833e-124% | 2.703e-108% | 1.405e-94% | 7.128e-83% | 7.89e-73% | 3.617e-64%
1219804.7386 | 2000 | 67.9 | 0% | 0% | 0% | 0% | 0% | 0% | 0% | 0% | 0% | 0% | 0% | 0% | 0% | 0% | 2.242e-270% | 8.248e-229% | 5.054e-195% | 2.906e-167% | 3.07e-144% | 5.542e-125% | 9.343e-109% | 5.447e-95% | 3.053e-83% | 3.685e-73% | 1.822e-64%
1225202.0968 | 2000 | 68 | 0% | 0% | 0% | 0% | 0% | 0% | 0% | 0% | 0% | 0% | 0% | 0% | 0% | 0% | 2.131e-271% | 1.084e-229% | 8.669e-196% | 6.219e-168% | 7.91e-145% | 1.671e-125% | 3.222e-109% | 2.108e-95% | 1.305e-83% | 1.718e-73% | 9.165e-65%
1230615.3531 | 2000 | 68.1 | 0% | 0% | 0% | 0% | 0% | 0% | 0% | 0% | 0% | 0% | 0% | 0% | 0% | 0% | 2.016e-272% | 1.419e-230% | 1.482e-196% | 1.327e-168% | 2.033e-145% | 5.028e-126% | 1.109e-109% | 8.141e-96% | 5.57e-84% | 7.998e-74% | 4.602e-65%
1236044.5307 | 2000 | 68.2 | 0% | 0% | 0% | 0% | 0% | 0% | 0% | 0% | 0% | 0% | 0% | 0% | 0% | 0% | 1.9e-273% | 1.851e-231% | 2.524e-197% | 2.823e-169% | 5.21e-146% | 1.509e-126% | 3.806e-110% | 3.137e-96% | 2.372e-84% | 3.716e-74% | 2.308e-65%
1241489.6529 | 2000 | 68.3 | 0% | 0% | 0% | 0% | 0% | 0% | 0% | 0% | 0% | 0% | 0% | 0% | 0% | 0% | 1.782e-274% | 2.404e-232% | 4.285e-198% | 5.985e-170% | 1.331e-146% | 4.516e-127% | 1.304e-110% | 1.207e-96% | 1.009e-84% | 1.724e-74% | 1.155e-65%
1246950.7433 | 2000 | 68.4 | 0% | 0% | 0% | 0% | 0% | 0% | 0% | 0% | 0% | 0% | 0% | 0% | 0% | 0% | 1.664e-275% | 3.11e-233% | 7.25e-199% | 1.265e-170% | 3.393e-147% | 1.348e-127% | 4.455e-111% | 4.631e-97% | 4.279e-85% | 7.981e-75% | 5.773e-66%
1252427.8251 | 2000 | 68.5 | 0% | 0% | 0% | 0% | 0% | 0% | 0% | 0% | 0% | 0% | 0% | 0% | 0% | 0% | 1.547e-276% | 4.009e-234% | 1.222e-199% | 2.667e-171% | 8.624e-148% | 4.015e-128% | 1.519e-111% | 1.774e-97% | 1.812e-85% | 3.689e-75% | 2.881e-66%
1257920.9218 | 2000 | 68.6 | 0% | 0% | 0% | 0% | 0% | 0% | 0% | 0% | 0% | 0% | 0% | 0% | 0% | 0% | 1.431e-277% | 5.147e-235% | 2.053e-200% | 5.602e-172% | 2.186e-148% | 1.193e-128% | 5.167e-112% | 6.779e-98% | 7.661e-86% | 1.702e-75% | 1.435e-66%
1263430.0567 | 2000 | 68.7 | 0% | 0% | 0% | 0% | 0% | 0% | 0% | 0% | 0% | 0% | 0% | 0% | 0% | 0% | 1.319e-278% | 6.582e-236% | 3.438e-201% | 1.173e-172% | 5.525e-149% | 3.535e-129% | 1.754e-112% | 2.586e-98% | 3.232e-86% | 7.841e-76% | 7.137e-67%
1268955.2533 | 2000 | 68.8 | 0% | 0% | 0% | 0% | 0% | 0% | 0% | 0% | 0% | 0% | 0% | 0% | 0% | 0% | 1.21e-279% | 8.384e-237% | 5.736e-202% | 2.45e-173% | 1.393e-149% | 1.045e-129% | 5.94e-113% | 9.842e-99% | 1.361e-86% | 3.605e-76% | 3.544e-67%
1274496.5348 | 2000 | 68.9 | 0% | 0% | 0% | 0% | 0% | 0% | 0% | 0% | 0% | 0% | 0% | 0% | 0% | 0% | 1.105e-280% | 1.064e-237% | 9.538e-203% | 5.1e-174% | 3.5e-150% | 3.081e-130% | 2.007e-113% | 3.738e-99% | 5.722e-87% | 1.655e-76% | 1.757e-67%
1280053.9246 | 2000 | 69 | 0% | 0% | 0% | 0% | 0% | 0% | 0% | 0% | 0% | 0% | 0% | 0% | 0% | 0% | 1.005e-281% | 1.345e-238% | 1.58e-203% | 1.058e-174% | 8.774e-151% | 9.063e-131% | 6.766e-114% | 1.417e-99% | 2.4e-87% | 7.584e-77% | 8.698e-68%
1285627.4463 | 2000 | 69.1 | 0% | 0% | 0% | 0% | 0% | 0% | 0% | 0% | 0% | 0% | 0% | 0% | 0% | 0% | 9.093e-283% | 1.693e-239% | 2.61e-204% | 2.19e-175% | 2.193e-151% | 2.659e-131% | 2.276e-114% | 5.361e-100% | 1.005e-87% | 3.469e-77% | 4.299e-68%
1291217.123 | 2000 | 69.2 | 0% | 0% | 0% | 0% | 0% | 0% | 0% | 0% | 0% | 0% | 0% | 0% | 0% | 0% | 8.194e-284% | 2.123e-240% | 4.295e-205% | 4.516e-176% | 5.467e-152% | 7.781e-132% | 7.638e-115% | 2.024e-100% | 4.201e-88% | 1.584e-77% | 2.121e-68%
1296822.9782 | 2000 | 69.3 | 0% | 0% | 0% | 0% | 0% | 0% | 0% | 0% | 0% | 0% | 0% | 0% | 0% | 0% | 7.352e-285% | 2.652e-241% | 7.043e-206% | 9.285e-177% | 1.359e-152% | 2.272e-132% | 2.557e-115% | 7.624e-101% | 1.752e-88% | 7.221e-78% | 1.045e-68%
1302445.0354 | 2000 | 69.4 | 0% | 0% | 0% | 0% | 0% | 0% | 0% | 0% | 0% | 0% | 0% | 0% | 0% | 0% | 6.566e-286% | 3.3e-242% | 1.151e-206% | 1.903e-177% | 3.369e-153% | 6.615e-133% | 8.544e-116% | 2.866e-101% | 7.297e-89% | 3.286e-78% | 5.139e-69%
1308083.3178 | 2000 | 69.5 | 0% | 0% | 0% | 0% | 0% | 0% | 0% | 0% | 0% | 0% | 0% | 0% | 0% | 0% | 5.839e-287% | 4.09e-243% | 1.874e-207% | 3.889e-178% | 8.328e-154% | 1.921e-133% | 2.848e-116% | 1.075e-101% | 3.032e-89% | 1.493e-78% | 2.524e-69%
1313737.8488 | 2000 | 69.6 | 0% | 0% | 0% | 0% | 0% | 0% | 0% | 0% | 0% | 0% | 0% | 0% | 0% | 0% | 5.169e-288% | 5.05e-244% | 3.042e-208% | 7.922e-179% | 2.053e-154% | 5.567e-134% | 9.471e-117% | 4.026e-102% | 1.258e-89% | 6.769e-79% | 1.237e-69%
1319408.6518 | 2000 | 69.7 | 0% | 0% | 0% | 0% | 0% | 0% | 0% | 0% | 0% | 0% | 0% | 0% | 0% | 0% | 4.556e-289% | 6.211e-245% | 4.92e-209% | 1.609e-179% | 5.048e-155% | 1.609e-134% | 3.143e-117% | 1.504e-102% | 5.208e-90% | 3.064e-79% | 6.056e-70%
1325095.7503 | 2000 | 69.8 | 0% | 0% | 0% | 0% | 0% | 0% | 0% | 0% | 0% | 0% | 0% | 0% | 0% | 0% | 3.997e-290% | 7.608e-246% | 7.93e-210% | 3.257e-180% | 1.238e-155% | 4.639e-135% | 1.04e-117% | 5.608e-103% | 2.152e-90% | 1.385e-79% | 2.96e-70%
1330799.1675 | 2000 | 69.9 | 0% | 0% | 0% | 0% | 0% | 0% | 0% | 0% | 0% | 0% | 0% | 0% | 0% | 0% | 3.492e-291% | 9.284e-247% | 1.274e-210% | 6.575e-181% | 3.026e-156% | 1.334e-135% | 3.437e-118% | 2.087e-103% | 8.876e-91% | 6.247e-80% | 1.444e-70%
1336518.9269 | 2000 | 70 | 0% | 0% | 0% | 0% | 0% | 0% | 0% | 0% | 0% | 0% | 0% | 0% | 0% | 0% | 3.037e-292% | 1.129e-247% | 2.039e-211% | 1.323e-181% | 7.377e-157% | 3.827e-136% | 1.133e-118% | 7.749e-104% | 3.654e-91% | 2.814e-80% | 7.035e-71%
1342255.0518 | 2000 | 70.1 | 0% | 0% | 0% | 0% | 0% | 0% | 0% | 0% | 0% | 0% | 0% | 0% | 0% | 0% | 2.629e-293% | 1.366e-248% | 3.252e-212% | 2.654e-182% | 1.794e-157% | 1.095e-136% | 3.724e-119% | 2.871e-104% | 1.501e-91% | 1.265e-80% | 3.422e-71%
1348007.5657 | 2000 | 70.2 | 0% | 0% | 0% | 0% | 0% | 0% | 0% | 0% | 0% | 0% | 0% | 0% | 0% | 0% | 2.266e-294% | 1.648e-249% | 5.169e-213% | 5.306e-183% | 4.349e-158% | 3.126e-137% | 1.222e-119% | 1.062e-104% | 6.158e-92% | 5.676e-81% | 1.661e-71%
1353776.4918 | 2000 | 70.3 | 0% | 0% | 0% | 0% | 0% | 0% | 0% | 0% | 0% | 0% | 0% | 0% | 0% | 0% | 1.945e-295% | 1.98e-250% | 8.189e-214% | 1.058e-183% | 1.052e-158% | 8.899e-138% | 3.999e-120% | 3.918e-105% | 2.521e-92% | 2.543e-81% | 8.055e-72%
1359561.8536 | 2000 | 70.4 | 0% | 0% | 0% | 0% | 0% | 0% | 0% | 0% | 0% | 0% | 0% | 0% | 0% | 0% | 1.662e-296% | 2.369e-251% | 1.293e-214% | 2.102e-184% | 2.535e-159% | 2.528e-138% | 1.306e-120% | 1.443e-105% | 1.03e-92% | 1.137e-81% | 3.899e-72%
1365363.6745 | 2000 | 70.5 | 0% | 0% | 0% | 0% | 0% | 0% | 0% | 0% | 0% | 0% | 0% | 0% | 0% | 0% | 1.413e-297% | 2.824e-252% | 2.034e-215% | 4.166e-185% | 6.097e-160% | 7.16e-139% | 4.256e-121% | 5.302e-106% | 4.2e-93% | 5.078e-82% | 1.884e-72%
1371181.9778 | 2000 | 70.6 | 0% | 0% | 0% | 0% | 0% | 0% | 0% | 0% | 0% | 0% | 0% | 0% | 0% | 0% | 1.197e-298% | 3.353e-253% | 3.188e-216% | 8.228e-186% | 1.462e-160% | 2.023e-139% | 1.384e-121% | 1.945e-106% | 1.709e-93% | 2.263e-82% | 9.091e-73%
1377016.7869 | 2000 | 70.7 | 0% | 0% | 0% | 0% | 0% | 0% | 0% | 0% | 0% | 0% | 0% | 0% | 0% | 0% | 1.009e-299% | 3.966e-254% | 4.981e-217% | 1.62e-186% | 3.496e-161% | 5.704e-140% | 4.489e-122% | 7.117e-107% | 6.945e-94% | 1.007e-82% | 4.379e-73%
1382868.1252 | 2000 | 70.8 | 0% | 0% | 0% | 0% | 0% | 0% | 0% | 0% | 0% | 0% | 0% | 0% | 0% | 0% | 8.468e-301% | 4.672e-255% | 7.756e-218% | 3.181e-187% | 8.337e-162% | 1.604e-140% | 1.453e-122% | 2.599e-107% | 2.816e-94% | 4.472e-83% | 2.106e-73%
1388736.0161 | 2000 | 70.9 | 0% | 0% | 0% | 0% | 0% | 0% | 0% | 0% | 0% | 0% | 0% | 0% | 0% | 0% | 7.076e-302% | 5.483e-256% | 1.203e-218% | 6.224e-188% | 1.983e-162% | 4.499e-141% | 4.691e-123% | 9.474e-108% | 1.14e-94% | 1.983e-83% | 1.011e-73%
1394620.4829 | 2000 | 71 | 0% | 0% | 0% | 0% | 0% | 0% | 0% | 0% | 0% | 0% | 0% | 0% | 0% | 0% | 5.886e-303% | 6.409e-257% | 1.861e-219% | 1.214e-188% | 4.702e-163% | 1.259e-141% | 1.511e-123% | 3.446e-108% | 4.604e-95% | 8.775e-84% | 4.848e-74%
1400521.5491 | 2000 | 71.1 | 0% | 0% | 0% | 0% | 0% | 0% | 0% | 0% | 0% | 0% | 0% | 0% | 0% | 0% | 4.875e-304% | 7.463e-258% | 2.867e-220% | 2.362e-189% | 1.112e-163% | 3.513e-142% | 4.858e-124% | 1.251e-108% | 1.856e-95% | 3.877e-84% | 2.321e-74%
1406439.238 | 2000 | 71.2 | 0% | 0% | 0% | 0% | 0% | 0% | 0% | 0% | 0% | 0% | 0% | 0% | 0% | 0% | 4.019e-305% | 8.655e-259% | 4.402e-221% | 4.58e-190% | 2.622e-164% | 9.778e-143% | 1.558e-124% | 4.531e-109% | 7.471e-96% | 1.71e-84% | 1.109e-74%
1412373.5729 | 2000 | 71.3 | 0% | 0% | 0% | 0% | 0% | 0% | 0% | 0% | 0% | 0% | 0% | 0% | 0% | 0% | 3.299e-306% | 1e-259% | 6.736e-222% | 8.852e-191% | 6.168e-165% | 2.715e-143% | 4.986e-125% | 1.638e-109% | 3.001e-96% | 7.529e-85% | 5.291e-75%
1418324.5774 | 2000 | 71.4 | 0% | 0% | 0% | 0% | 0% | 0% | 0% | 0% | 0% | 0% | 0% | 0% | 0% | 0% | 0% | 1.151e-260% | 1.027e-222% | 1.706e-191% | 1.447e-165% | 7.521e-144% | 1.592e-125% | 5.908e-110% | 1.203e-96% | 3.309e-85% | 2.52e-75%
1424292.2746 | 2000 | 71.5 | 0% | 0% | 0% | 0% | 0% | 0% | 0% | 0% | 0% | 0% | 0% | 0% | 0% | 0% | 0% | 1.319e-261% | 1.561e-223% | 3.277e-192% | 3.383e-166% | 2.078e-144% | 5.071e-126% | 2.127e-110% | 4.814e-97% | 1.452e-85% | 1.199e-75%
1430276.6882 | 2000 | 71.6 | 0% | 0% | 0% | 0% | 0% | 0% | 0% | 0% | 0% | 0% | 0% | 0% | 0% | 0% | 0% | 1.506e-262% | 2.364e-224% | 6.276e-193% | 7.891e-167% | 5.728e-145% | 1.612e-126% | 7.64e-111% | 1.923e-97% | 6.359e-86% | 5.692e-76%
1436277.8413 | 2000 | 71.7 | 0% | 0% | 0% | 0% | 0% | 0% | 0% | 0% | 0% | 0% | 0% | 0% | 0% | 0% | 0% | 1.713e-263% | 3.568e-225% | 1.198e-193% | 1.835e-167% | 1.575e-145% | 5.11e-127% | 2.739e-111% | 7.666e-98% | 2.781e-86% | 2.698e-76%
1442295.7574 | 2000 | 71.8 | 0% | 0% | 0% | 0% | 0% | 0% | 0% | 0% | 0% | 0% | 0% | 0% | 0% | 0% | 0% | 1.941e-264% | 5.366e-226% | 2.281e-194% | 4.257e-168% | 4.319e-146% | 1.617e-127% | 9.799e-112% | 3.05e-98% | 1.214e-86% | 1.277e-76%
1448330.4599 | 2000 | 71.9 | 0% | 0% | 0% | 0% | 0% | 0% | 0% | 0% | 0% | 0% | 0% | 0% | 0% | 0% | 0% | 2.191e-265% | 8.043e-227% | 4.328e-195% | 9.848e-169% | 1.181e-146% | 5.104e-128% | 3.498e-112% | 1.211e-98% | 5.289e-87% | 6.035e-77%
1454381.9721 | 2000 | 72 | 0% | 0% | 0% | 0% | 0% | 0% | 0% | 0% | 0% | 0% | 0% | 0% | 0% | 0% | 0% | 2.463e-266% | 1.201e-227% | 8.187e-196% | 2.272e-169% | 3.224e-147% | 1.607e-128% | 1.246e-112% | 4.802e-99% | 2.3e-87% | 2.847e-77%
1460450.3174 | 2000 | 72.1 | 0% | 0% | 0% | 0% | 0% | 0% | 0% | 0% | 0% | 0% | 0% | 0% | 0% | 0% | 0% | 2.758e-267% | 1.788e-228% | 1.544e-196% | 5.226e-170% | 8.774e-148% | 5.051e-129% | 4.432e-113% | 1.9e-99% | 9.989e-88% | 1.341e-77%
1466535.5193 | 2000 | 72.2 | 0% | 0% | 0% | 0% | 0% | 0% | 0% | 0% | 0% | 0% | 0% | 0% | 0% | 0% | 0% | 3.076e-268% | 2.652e-229% | 2.903e-197% | 1.199e-170% | 2.382e-148% | 1.584e-129% | 1.572e-113% | 7.503e-100% | 4.33e-88% | 6.308e-78%
1472637.601 | 2000 | 72.3 | 0% | 0% | 0% | 0% | 0% | 0% | 0% | 0% | 0% | 0% | 0% | 0% | 0% | 0% | 0% | 3.418e-269% | 3.921e-230% | 5.44e-198% | 2.742e-171% | 6.452e-149% | 4.954e-130% | 5.568e-114% | 2.957e-100% | 1.874e-88% | 2.962e-78%
1478756.586 | 2000 | 72.4 | 0% | 0% | 0% | 0% | 0% | 0% | 0% | 0% | 0% | 0% | 0% | 0% | 0% | 0% | 0% | 3.782e-270% | 5.776e-231% | 1.016e-198% | 6.256e-172% | 1.743e-149% | 1.546e-130% | 1.967e-114% | 1.163e-100% | 8.093e-89% | 1.388e-78%
1484892.4976 | 2000 | 72.5 | 0% | 0% | 0% | 0% | 0% | 0% | 0% | 0% | 0% | 0% | 0% | 0% | 0% | 0% | 0% | 4.17e-271% | 8.479e-232% | 1.893e-199% | 1.423e-172% | 4.697e-150% | 4.815e-131% | 6.937e-115% | 4.569e-101% | 3.49e-89% | 6.499e-79%
1491045.3593 | 2000 | 72.6 | 0% | 0% | 0% | 0% | 0% | 0% | 0% | 0% | 0% | 0% | 0% | 0% | 0% | 0% | 0% | 4.579e-272% | 1.24e-232% | 3.516e-200% | 3.229e-173% | 1.263e-150% | 1.496e-131% | 2.441e-115% | 1.791e-101% | 1.502e-89% | 3.037e-79%
1497215.1943 | 2000 | 72.7 | 0% | 0% | 0% | 0% | 0% | 0% | 0% | 0% | 0% | 0% | 0% | 0% | 0% | 0% | 0% | 5.009e-273% | 1.808e-233% | 6.509e-201% | 7.305e-174% | 3.386e-151% | 4.638e-132% | 8.573e-116% | 7.005e-102% | 6.456e-90% | 1.417e-79%
1503402.0262 | 2000 | 72.8 | 0% | 0% | 0% | 0% | 0% | 0% | 0% | 0% | 0% | 0% | 0% | 0% | 0% | 0% | 0% | 5.457e-274% | 2.627e-234% | 1.201e-201% | 1.648e-174% | 9.056e-152% | 1.434e-132% | 3.004e-116% | 2.735e-102% | 2.769e-90% | 6.599e-80%
1509605.8782 | 2000 | 72.9 | 0% | 0% | 0% | 0% | 0% | 0% | 0% | 0% | 0% | 0% | 0% | 0% | 0% | 0% | 0% | 5.923e-275% | 3.804e-235% | 2.21e-202% | 3.708e-175% | 2.416e-152% | 4.426e-133% | 1.051e-116% | 1.066e-102% | 1.186e-90% | 3.069e-80%
1515826.7737 | 2000 | 73 | 0% | 0% | 0% | 0% | 0% | 0% | 0% | 0% | 0% | 0% | 0% | 0% | 0% | 0% | 0% | 6.403e-276% | 5.488e-236% | 4.054e-203% | 8.32e-176% | 6.43e-153% | 1.363e-133% | 3.667e-117% | 4.146e-103% | 5.07e-91% | 1.425e-80%
1522064.7362 | 2000 | 73.1 | 0% | 0% | 0% | 0% | 0% | 0% | 0% | 0% | 0% | 0% | 0% | 0% | 0% | 0% | 0% | 6.896e-277% | 7.891e-237% | 7.412e-204% | 1.862e-176% | 1.707e-153% | 4.187e-134% | 1.277e-117% | 1.61e-103% | 2.163e-91% | 6.606e-81%
1528319.7889 | 2000 | 73.2 | 0% | 0% | 0% | 0% | 0% | 0% | 0% | 0% | 0% | 0% | 0% | 0% | 0% | 0% | 0% | 7.397e-278% | 1.131e-237% | 1.351e-204% | 4.154e-177% | 4.52e-154% | 1.283e-134% | 4.438e-118% | 6.237e-104% | 9.217e-92% | 3.057e-81%
1534591.9553 | 2000 | 73.3 | 0% | 0% | 0% | 0% | 0% | 0% | 0% | 0% | 0% | 0% | 0% | 0% | 0% | 0% | 0% | 7.904e-279% | 1.614e-238% | 2.456e-205% | 9.243e-178% | 1.194e-154% | 3.924e-135% | 1.539e-118% | 2.412e-104% | 3.92e-92% | 1.413e-81%
1540881.2588 | 2000 | 73.4 | 0% | 0% | 0% | 0% | 0% | 0% | 0% | 0% | 0% | 0% | 0% | 0% | 0% | 0% | 0% | 8.412e-280% | 2.297e-239% | 4.449e-206% | 2.051e-178% | 3.146e-155% | 1.197e-135% | 5.328e-119% | 9.313e-105% | 1.664e-92% | 6.518e-82%
1547187.7227 | 2000 | 73.5 | 0% | 0% | 0% | 0% | 0% | 0% | 0% | 0% | 0% | 0% | 0% | 0% | 0% | 0% | 0% | 8.918e-281% | 3.258e-240% | 8.035e-207% | 4.538e-179% | 8.269e-156% | 3.645e-136% | 1.841e-119% | 3.589e-105% | 7.052e-93% | 3.002e-82%
1553511.3705 | 2000 | 73.6 | 0% | 0% | 0% | 0% | 0% | 0% | 0% | 0% | 0% | 0% | 0% | 0% | 0% | 0% | 0% | 9.418e-282% | 4.604e-241% | 1.447e-207% | 1.001e-179% | 2.168e-156% | 1.107e-136% | 6.344e-120% | 1.38e-105% | 2.983e-93% | 1.381e-82%
1559852.2254 | 2000 | 73.7 | 0% | 0% | 0% | 0% | 0% | 0% | 0% | 0% | 0% | 0% | 0% | 0% | 0% | 0% | 0% | 9.907e-283% | 6.484e-242% | 2.597e-208% | 2.204e-180% | 5.67e-157% | 3.355e-137% | 2.182e-120% | 5.298e-106% | 1.26e-93% | 6.339e-83%
1566210.3109 | 2000 | 73.8 | 0% | 0% | 0% | 0% | 0% | 0% | 0% | 0% | 0% | 0% | 0% | 0% | 0% | 0% | 0% | 1.038e-283% | 9.099e-243% | 4.647e-209% | 4.836e-181% | 1.479e-157% | 1.014e-137% | 7.492e-121% | 2.03e-106% | 5.312e-94% | 2.906e-83%
1572585.6504 | 2000 | 73.9 | 0% | 0% | 0% | 0% | 0% | 0% | 0% | 0% | 0% | 0% | 0% | 0% | 0% | 0% | 0% | 1.084e-284% | 1.273e-243% | 8.289e-210% | 1.058e-181% | 3.849e-158% | 3.06e-138% | 2.566e-121% | 7.762e-107% | 2.236e-94% | 1.33e-83%
1578978.2671 | 2000 | 74 | 0% | 0% | 0% | 0% | 0% | 0% | 0% | 0% | 0% | 0% | 0% | 0% | 0% | 0% | 0% | 1.127e-285% | 1.774e-244% | 1.474e-210% | 2.31e-182% | 9.989e-159% | 9.21e-139% | 8.773e-122% | 2.963e-107% | 9.392e-95% | 6.077e-84%
1585388.1846 | 2000 | 74.1 | 0% | 0% | 0% | 0% | 0% | 0% | 0% | 0% | 0% | 0% | 0% | 0% | 0% | 0% | 0% | 1.167e-286% | 2.464e-245% | 2.614e-211% | 5.027e-183% | 2.586e-159% | 2.766e-139% | 2.993e-122% | 1.129e-107% | 3.939e-95% | 2.772e-84%
1591815.4262 | 2000 | 74.2 | 0% | 0% | 0% | 0% | 0% | 0% | 0% | 0% | 0% | 0% | 0% | 0% | 0% | 0% | 0% | 1.204e-287% | 3.41e-246% | 4.62e-212% | 1.091e-183% | 6.68e-160% | 8.287e-140% | 1.019e-122% | 4.292e-108% | 1.649e-95% | 1.263e-84%
1598260.0153 | 2000 | 74.3 | 0% | 0% | 0% | 0% | 0% | 0% | 0% | 0% | 0% | 0% | 0% | 0% | 0% | 0% | 0% | 1.237e-288% | 4.703e-247% | 8.14e-213% | 2.361e-184% | 1.721e-160% | 2.478e-140% | 3.462e-123% | 1.629e-108% | 6.893e-96% | 5.742e-85%
1604721.9752 | 2000 | 74.4 | 0% | 0% | 0% | 0% | 0% | 0% | 0% | 0% | 0% | 0% | 0% | 0% | 0% | 0% | 0% | 1.266e-289% | 6.465e-248% | 1.43e-213% | 5.097e-185% | 4.422e-161% | 7.39e-141% | 1.174e-123% | 6.171e-109% | 2.876e-96% | 2.607e-85%
1611201.3293 | 2000 | 74.5 | 0% | 0% | 0% | 0% | 0% | 0% | 0% | 0% | 0% | 0% | 0% | 0% | 0% | 0% | 0% | 1.291e-290% | 8.856e-249% | 2.504e-214% | 1.097e-185% | 1.134e-161% | 2.199e-141% | 3.972e-124% | 2.333e-109% | 1.198e-96% | 1.182e-85%
1617698.1011 | 2000 | 74.6 | 0% | 0% | 0% | 0% | 0% | 0% | 0% | 0% | 0% | 0% | 0% | 0% | 0% | 0% | 0% | 1.311e-291% | 1.209e-249% | 4.372e-215% | 2.355e-186% | 2.899e-162% | 6.53e-142% | 1.341e-124% | 8.805e-110% | 4.98e-97% | 5.349e-86%
1624212.3138 | 2000 | 74.7 | 0% | 0% | 0% | 0% | 0% | 0% | 0% | 0% | 0% | 0% | 0% | 0% | 0% | 0% | 0% | 1.326e-292% | 1.645e-250% | 7.608e-216% | 5.04e-187% | 7.394e-163% | 1.934e-142% | 4.519e-125% | 3.317e-110% | 2.067e-97% | 2.417e-86%
1630743.9909 | 2000 | 74.8 | 0% | 0% | 0% | 0% | 0% | 0% | 0% | 0% | 0% | 0% | 0% | 0% | 0% | 0% | 0% | 1.336e-293% | 2.23e-251% | 1.32e-216% | 1.076e-187% | 1.881e-163% | 5.718e-143% | 1.519e-125% | 1.247e-110% | 8.565e-98% | 1.09e-86%
1637293.1558 | 2000 | 74.9 | 0% | 0% | 0% | 0% | 0% | 0% | 0% | 0% | 0% | 0% | 0% | 0% | 0% | 0% | 0% | 1.341e-294% | 3.012e-252% | 2.283e-217% | 2.29e-188% | 4.774e-164% | 1.686e-143% | 5.099e-126% | 4.679e-111% | 3.542e-98% | 4.911e-87%
1643859.8317 | 2000 | 75 | 0% | 0% | 0% | 0% | 0% | 0% | 0% | 0% | 0% | 0% | 0% | 0% | 0% | 0% | 0% | 1.341e-295% | 4.056e-253% | 3.937e-218% | 4.861e-189% | 1.209e-164% | 4.962e-144% | 1.707e-126% | 1.753e-111% | 1.463e-98% | 2.208e-87%
1650444.0422 | 2000 | 75.1 | 0% | 0% | 0% | 0% | 0% | 0% | 0% | 0% | 0% | 0% | 0% | 0% | 0% | 0% | 0% | 1.336e-296% | 5.442e-254% | 6.769e-219% | 1.029e-189% | 3.052e-165% | 1.457e-144% | 5.706e-127% | 6.552e-112% | 6.029e-99% | 9.915e-88%
1657045.8106 | 2000 | 75.2 | 0% | 0% | 0% | 0% | 0% | 0% | 0% | 0% | 0% | 0% | 0% | 0% | 0% | 0% | 0% | 1.325e-297% | 7.276e-255% | 1.16e-219% | 2.173e-190% | 7.688e-166% | 4.266e-145% | 1.903e-127% | 2.445e-112% | 2.481e-99% | 4.444e-88%
1663665.1602 | 2000 | 75.3 | 0% | 0% | 0% | 0% | 0% | 0% | 0% | 0% | 0% | 0% | 0% | 0% | 0% | 0% | 0% | 1.309e-298% | 9.694e-256% | 1.982e-220% | 4.574e-191% | 1.932e-166% | 1.247e-145% | 6.333e-128% | 9.105e-113% | 1.019e-99% | 1.989e-88%
1670302.1144 | 2000 | 75.4 | 0% | 0% | 0% | 0% | 0% | 0% | 0% | 0% | 0% | 0% | 0% | 0% | 0% | 0% | 0% | 1.289e-299% | 1.287e-256% | 3.376e-221% | 9.602e-192% | 4.841e-167% | 3.636e-146% | 2.103e-128% | 3.385e-113% | 4.178e-100% | 8.887e-89%
1676956.6967 | 2000 | 75.5 | 0% | 0% | 0% | 0% | 0% | 0% | 0% | 0% | 0% | 0% | 0% | 0% | 0% | 0% | 0% | 1.264e-300% | 1.703e-257% | 5.732e-222% | 2.01e-192% | 1.21e-167% | 1.058e-146% | 6.97e-129% | 1.256e-113% | 1.71e-100% | 3.965e-89%
1683628.9304 | 2000 | 75.6 | 0% | 0% | 0% | 0% | 0% | 0% | 0% | 0% | 0% | 0% | 0% | 0% | 0% | 0% | 0% | 1.234e-301% | 2.246e-258% | 9.702e-223% | 4.197e-193% | 3.019e-168% | 3.07e-147% | 2.305e-129% | 4.65e-114% | 6.989e-101% | 1.766e-89%
1690318.8389 | 2000 | 75.7 | 0% | 0% | 0% | 0% | 0% | 0% | 0% | 0% | 0% | 0% | 0% | 0% | 0% | 0% | 0% | 1.201e-302% | 2.952e-259% | 1.637e-223% | 8.738e-194% | 7.509e-169% | 8.891e-148% | 7.609e-130% | 1.719e-114% | 2.851e-101% | 7.852e-90%
1697026.4455 | 2000 | 75.8 | 0% | 0% | 0% | 0% | 0% | 0% | 0% | 0% | 0% | 0% | 0% | 0% | 0% | 0% | 0% | 1.164e-303% | 3.866e-260% | 2.754e-224% | 1.814e-194% | 1.863e-169% | 2.569e-148% | 2.506e-130% | 6.341e-115% | 1.161e-101% | 3.486e-90%
1703751.7737 | 2000 | 75.9 | 0% | 0% | 0% | 0% | 0% | 0% | 0% | 0% | 0% | 0% | 0% | 0% | 0% | 0% | 0% | 1.123e-304% | 5.045e-261% | 4.619e-225% | 3.756e-195% | 4.612e-170% | 7.407e-149% | 8.239e-131% | 2.335e-115% | 4.719e-102% | 1.545e-90%
1710494.8468 | 2000 | 76 | 0% | 0% | 0% | 0% | 0% | 0% | 0% | 0% | 0% | 0% | 0% | 0% | 0% | 0% | 0% | 1.08e-305% | 6.561e-262% | 7.724e-226% | 7.756e-196% | 1.139e-170% | 2.131e-149% | 2.702e-131% | 8.582e-116% | 1.915e-102% | 6.839e-91%
1717255.6882 | 2000 | 76.1 | 0% | 0% | 0% | 0% | 0% | 0% | 0% | 0% | 0% | 0% | 0% | 0% | 0% | 0% | 0% | 0% | 8.504e-263% | 1.287e-226% | 1.597e-196% | 2.805e-171% | 6.114e-150% | 8.846e-132% | 3.148e-116% | 7.757e-103% | 3.022e-91%
1724034.3212 | 2000 | 76.2 | 0% | 0% | 0% | 0% | 0% | 0% | 0% | 0% | 0% | 0% | 0% | 0% | 0% | 0% | 0% | 0% | 1.098e-263% | 2.139e-227% | 3.279e-197% | 6.89e-172% | 1.751e-150% | 2.89e-132% | 1.153e-116% | 3.137e-103% | 1.333e-91%
1730830.7694 | 2000 | 76.3 | 0% | 0% | 0% | 0% | 0% | 0% | 0% | 0% | 0% | 0% | 0% | 0% | 0% | 0% | 0% | 0% | 1.414e-264% | 3.544e-228% | 6.715e-198% | 1.689e-172% | 5.002e-151% | 9.421e-133% | 4.213e-117% | 1.266e-103% | 5.871e-92%
1737645.0559 | 2000 | 76.4 | 0% | 0% | 0% | 0% | 0% | 0% | 0% | 0% | 0% | 0% | 0% | 0% | 0% | 0% | 0% | 0% | 1.813e-265% | 5.852e-229% | 1.371e-198% | 4.128e-173% | 1.426e-151% | 3.065e-133% | 1.537e-117% | 5.103e-104% | 2.582e-92%
1744477.2043 | 2000 | 76.5 | 0% | 0% | 0% | 0% | 0% | 0% | 0% | 0% | 0% | 0% | 0% | 0% | 0% | 0% | 0% | 0% | 2.318e-266% | 9.635e-230% | 2.792e-199% | 1.006e-173% | 4.055e-152% | 9.95e-134% | 5.594e-118% | 2.053e-104% | 1.133e-92%
1751327.2379 | 2000 | 76.6 | 0% | 0% | 0% | 0% | 0% | 0% | 0% | 0% | 0% | 0% | 0% | 0% | 0% | 0% | 0% | 0% | 2.953e-267% | 1.581e-230% | 5.67e-200% | 2.448e-174% | 1.151e-152% | 3.224e-134% | 2.033e-118% | 8.244e-105% | 4.968e-93%
1758195.18 | 2000 | 76.7 | 0% | 0% | 0% | 0% | 0% | 0% | 0% | 0% | 0% | 0% | 0% | 0% | 0% | 0% | 0% | 0% | 3.748e-268% | 2.588e-231% | 1.148e-200% | 5.94e-175% | 3.258e-153% | 1.042e-134% | 7.373e-119% | 3.305e-105% | 2.174e-93%
1765081.0541 | 2000 | 76.8 | 0% | 0% | 0% | 0% | 0% | 0% | 0% | 0% | 0% | 0% | 0% | 0% | 0% | 0% | 0% | 0% | 4.742e-269% | 4.221e-232% | 2.319e-201% | 1.437e-175% | 9.202e-154% | 3.363e-135% | 2.669e-119% | 1.323e-105% | 9.499e-94%
1771984.8835 | 2000 | 76.9 | 0% | 0% | 0% | 0% | 0% | 0% | 0% | 0% | 0% | 0% | 0% | 0% | 0% | 0% | 0% | 0% | 5.978e-270% | 6.864e-233% | 4.671e-202% | 3.47e-176% | 2.593e-154% | 1.083e-135% | 9.645e-120% | 5.284e-106% | 4.144e-94%
1778906.6917 | 2000 | 77 | 0% | 0% | 0% | 0% | 0% | 0% | 0% | 0% | 0% | 0% | 0% | 0% | 0% | 0% | 0% | 0% | 7.51e-271% | 1.113e-233% | 9.38e-203% | 8.357e-177% | 7.292e-155% | 3.479e-136% | 3.478e-120% | 2.107e-106% | 1.805e-94%
1785846.5019 | 2000 | 77.1 | 0% | 0% | 0% | 0% | 0% | 0% | 0% | 0% | 0% | 0% | 0% | 0% | 0% | 0% | 0% | 0% | 9.402e-272% | 1.798e-234% | 1.879e-203% | 2.007e-177% | 2.046e-155% | 1.116e-136% | 1.252e-120% | 8.389e-107% | 7.847e-95%
1792804.3376 | 2000 | 77.2 | 0% | 0% | 0% | 0% | 0% | 0% | 0% | 0% | 0% | 0% | 0% | 0% | 0% | 0% | 0% | 0% | 1.173e-272% | 2.898e-235% | 3.752e-204% | 4.81e-178% | 5.727e-156% | 3.57e-137% | 4.499e-121% | 3.334e-107% | 3.407e-95%
1799780.2222 | 2000 | 77.3 | 0% | 0% | 0% | 0% | 0% | 0% | 0% | 0% | 0% | 0% | 0% | 0% | 0% | 0% | 0% | 0% | 1.459e-273% | 4.654e-236% | 7.473e-205% | 1.15e-178% | 1.6e-156% | 1.14e-137% | 1.613e-121% | 1.323e-107% | 1.477e-95%
1806774.179 | 2000 | 77.4 | 0% | 0% | 0% | 0% | 0% | 0% | 0% | 0% | 0% | 0% | 0% | 0% | 0% | 0% | 0% | 0% | 1.807e-274% | 7.452e-237% | 1.484e-205% | 2.741e-179% | 4.457e-157% | 3.633e-138% | 5.775e-122% | 5.239e-108% | 6.39e-96%
1813786.2314 | 2000 | 77.5 | 0% | 0% | 0% | 0% | 0% | 0% | 0% | 0% | 0% | 0% | 0% | 0% | 0% | 0% | 0% | 0% | 2.231e-275% | 1.19e-237% | 2.94e-206% | 6.518e-180% | 1.239e-157% | 1.155e-138% | 2.063e-122% | 2.071e-108% | 2.761e-96%
1820816.4027 | 2000 | 77.6 | 0% | 0% | 0% | 0% | 0% | 0% | 0% | 0% | 0% | 0% | 0% | 0% | 0% | 0% | 0% | 0% | 2.746e-276% | 1.893e-238% | 5.808e-207% | 1.546e-180% | 3.437e-158% | 3.666e-139% | 7.356e-123% | 8.175e-109% | 1.191e-96%
1827864.7165 | 2000 | 77.7 | 0% | 0% | 0% | 0% | 0% | 0% | 0% | 0% | 0% | 0% | 0% | 0% | 0% | 0% | 0% | 0% | 3.367e-277% | 3.004e-239% | 1.144e-207% | 3.659e-181% | 9.514e-159% | 1.161e-139% | 2.618e-123% | 3.221e-109% | 5.129e-97%
1834931.196 | 2000 | 77.8 | 0% | 0% | 0% | 0% | 0% | 0% | 0% | 0% | 0% | 0% | 0% | 0% | 0% | 0% | 0% | 0% | 4.115e-278% | 4.751e-240% | 2.247e-208% | 8.636e-182% | 2.627e-159% | 3.67e-140% | 9.301e-124% | 1.267e-109% | 2.205e-97%
1842015.8646 | 2000 | 77.9 | 0% | 0% | 0% | 0% | 0% | 0% | 0% | 0% | 0% | 0% | 0% | 0% | 0% | 0% | 0% | 0% | 5.011e-279% | 7.49e-241% | 4.402e-209% | 2.033e-182% | 7.238e-160% | 1.157e-140% | 3.298e-124% | 4.974e-110% | 9.468e-98%
1849118.7458 | 2000 | 78 | 0% | 0% | 0% | 0% | 0% | 0% | 0% | 0% | 0% | 0% | 0% | 0% | 0% | 0% | 0% | 0% | 6.081e-280% | 1.177e-241% | 8.599e-210% | 4.776e-183% | 1.99e-160% | 3.643e-141% | 1.167e-124% | 1.949e-110% | 4.058e-98%
1856239.8628 | 2000 | 78.1 | 0% | 0% | 0% | 0% | 0% | 0% | 0% | 0% | 0% | 0% | 0% | 0% | 0% | 0% | 0% | 0% | 7.355e-281% | 1.845e-242% | 1.675e-210% | 1.119e-183% | 5.457e-161% | 1.144e-141% | 4.122e-125% | 7.627e-111% | 1.737e-98%
1863379.239 | 2000 | 78.2 | 0% | 0% | 0% | 0% | 0% | 0% | 0% | 0% | 0% | 0% | 0% | 0% | 0% | 0% | 0% | 0% | 8.864e-282% | 2.882e-243% | 3.255e-211% | 2.615e-184% | 1.493e-161% | 3.586e-142% | 1.453e-125% | 2.979e-111% | 7.419e-99%
1870536.898 | 2000 | 78.3 | 0% | 0% | 0% | 0% | 0% | 0% | 0% | 0% | 0% | 0% | 0% | 0% | 0% | 0% | 0% | 0% | 1.065e-282% | 4.489e-244% | 6.305e-212% | 6.095e-185% | 4.077e-162% | 1.122e-142% | 5.114e-126% | 1.162e-111% | 3.165e-99%
1877712.8629 | 2000 | 78.4 | 0% | 0% | 0% | 0% | 0% | 0% | 0% | 0% | 0% | 0% | 0% | 0% | 0% | 0% | 0% | 0% | 1.274e-283% | 6.97e-245% | 1.218e-212% | 1.417e-185% | 1.111e-162% | 3.502e-143% | 1.796e-126% | 4.521e-112% | 1.348e-99%
1884907.1573 | 2000 | 78.5 | 0% | 0% | 0% | 0% | 0% | 0% | 0% | 0% | 0% | 0% | 0% | 0% | 0% | 0% | 0% | 0% | 1.52e-284% | 1.079e-245% | 2.347e-213% | 3.287e-186% | 3.019e-163% | 1.091e-143% | 6.297e-127% | 1.757e-112% | 5.731e-100%
1892119.8044 | 2000 | 78.6 | 0% | 0% | 0% | 0% | 0% | 0% | 0% | 0% | 0% | 0% | 0% | 0% | 0% | 0% | 0% | 0% | 1.807e-285% | 1.665e-246% | 4.509e-214% | 7.606e-187% | 8.186e-164% | 3.391e-144% | 2.203e-127% | 6.814e-113% | 2.433e-100%
1899350.8277 | 2000 | 78.7 | 0% | 0% | 0% | 0% | 0% | 0% | 0% | 0% | 0% | 0% | 0% | 0% | 0% | 0% | 0% | 0% | 2.14e-286% | 2.561e-247% | 8.639e-215% | 1.755e-187% | 2.215e-164% | 1.052e-144% | 7.695e-128% | 2.639e-113% | 1.031e-100%
1906600.2505 | 2000 | 78.8 | 0% | 0% | 0% | 0% | 0% | 0% | 0% | 0% | 0% | 0% | 0% | 0% | 0% | 0% | 0% | 0% | 2.526e-287% | 3.927e-248% | 1.651e-215% | 4.041e-188% | 5.979e-165% | 3.257e-145% | 2.682e-128% | 1.02e-113% | 4.363e-101%
1913868.0963 | 2000 | 78.9 | 0% | 0% | 0% | 0% | 0% | 0% | 0% | 0% | 0% | 0% | 0% | 0% | 0% | 0% | 0% | 0% | 2.972e-288% | 6.003e-249% | 3.145e-216% | 9.28e-189% | 1.61e-165% | 1.006e-145% | 9.333e-129% | 3.936e-114% | 1.843e-101%
1921154.3883 | 2000 | 79 | 0% | 0% | 0% | 0% | 0% | 0% | 0% | 0% | 0% | 0% | 0% | 0% | 0% | 0% | 0% | 0% | 3.484e-289% | 9.15e-250% | 5.976e-217% | 2.126e-189% | 4.327e-166% | 3.102e-146% | 3.241e-129% | 1.516e-114% | 7.776e-102%
1928459.15 | 2000 | 79.1 | 0% | 0% | 0% | 0% | 0% | 0% | 0% | 0% | 0% | 0% | 0% | 0% | 0% | 0% | 0% | 0% | 4.07e-290% | 1.39e-250% | 1.132e-217% | 4.857e-190% | 1.16e-166% | 9.545e-147% | 1.123e-129% | 5.829e-115% | 3.275e-102%
1935782.4048 | 2000 | 79.2 | 0% | 0% | 0% | 0% | 0% | 0% | 0% | 0% | 0% | 0% | 0% | 0% | 0% | 0% | 0% | 0% | 4.739e-291% | 2.106e-251% | 2.14e-218% | 1.107e-190% | 3.104e-167% | 2.931e-147% | 3.886e-130% | 2.238e-115% | 1.377e-102%
1943124.1761 | 2000 | 79.3 | 0% | 0% | 0% | 0% | 0% | 0% | 0% | 0% | 0% | 0% | 0% | 0% | 0% | 0% | 0% | 0% | 5.498e-292% | 3.18e-252% | 4.032e-219% | 2.517e-191% | 8.284e-168% | 8.979e-148% | 1.342e-130% | 8.575e-116% | 5.78e-103%
1950484.4871 | 2000 | 79.4 | 0% | 0% | 0% | 0% | 0% | 0% | 0% | 0% | 0% | 0% | 0% | 0% | 0% | 0% | 0% | 0% | 6.357e-293% | 4.787e-253% | 7.578e-220% | 5.708e-192% | 2.206e-168% | 2.746e-148% | 4.625e-131% | 3.28e-116% | 2.423e-103%
1957863.3613 | 2000 | 79.5 | 0% | 0% | 0% | 0% | 0% | 0% | 0% | 0% | 0% | 0% | 0% | 0% | 0% | 0% | 0% | 0% | 7.325e-294% | 7.184e-254% | 1.42e-220% | 1.291e-192% | 5.861e-169% | 8.378e-149% | 1.591e-131% | 1.253e-116% | 1.014e-103%
1965260.8221 | 2000 | 79.6 | 0% | 0% | 0% | 0% | 0% | 0% | 0% | 0% | 0% | 0% | 0% | 0% | 0% | 0% | 0% | 0% | 8.41e-295% | 1.075e-254% | 2.654e-221% | 2.914e-193% | 1.554e-169% | 2.551e-149% | 5.463e-132% | 4.775e-117% | 4.235e-104%
1972676.8929 | 2000 | 79.7 | 0% | 0% | 0% | 0% | 0% | 0% | 0% | 0% | 0% | 0% | 0% | 0% | 0% | 0% | 0% | 0% | 9.624e-296% | 1.603e-255% | 4.946e-222% | 6.558e-194% | 4.11e-170% | 7.753e-150% | 1.872e-132% | 1.817e-117% | 1.767e-104%
1980111.597 | 2000 | 79.8 | 0% | 0% | 0% | 0% | 0% | 0% | 0% | 0% | 0% | 0% | 0% | 0% | 0% | 0% | 0% | 0% | 1.097e-296% | 2.384e-256% | 9.191e-223% | 1.473e-194% | 1.085e-170% | 2.351e-150% | 6.404e-133% | 6.903e-118% | 7.357e-105%
1987564.9578 | 2000 | 79.9 | 0% | 0% | 0% | 0% | 0% | 0% | 0% | 0% | 0% | 0% | 0% | 0% | 0% | 0% | 0% | 0% | 1.247e-297% | 3.534e-257% | 1.703e-223% | 3.298e-195% | 2.856e-171% | 7.115e-151% | 2.186e-133% | 2.618e-118% | 3.059e-105%
1995036.9987 | 2000 | 80 | 0% | 0% | 0% | 0% | 0% | 0% | 0% | 0% | 0% | 0% | 0% | 0% | 0% | 0% | 0% | 0% | 1.412e-298% | 5.222e-258% | 3.148e-224% | 7.368e-196% | 7.502e-172% | 2.149e-151% | 7.451e-134% | 9.91e-119% | 1.27e-105%
2002527.7431 | 2000 | 80.1 | 0% | 0% | 0% | 0% | 0% | 0% | 0% | 0% | 0% | 0% | 0% | 0% | 0% | 0% | 0% | 0% | 1.594e-299% | 7.694e-259% | 5.803e-225% | 1.642e-196% | 1.966e-172% | 6.476e-152% | 2.534e-134% | 3.745e-119% | 5.262e-106%
2010037.2143 | 2000 | 80.2 | 0% | 0% | 0% | 0% | 0% | 0% | 0% | 0% | 0% | 0% | 0% | 0% | 0% | 0% | 0% | 0% | 1.792e-300% | 1.13e-259% | 1.067e-225% | 3.65e-197% | 5.142e-173% | 1.948e-152% | 8.603e-135% | 1.413e-119% | 2.177e-106%
2017565.4358 | 2000 | 80.3 | 0% | 0% | 0% | 0% | 0% | 0% | 0% | 0% | 0% | 0% | 0% | 0% | 0% | 0% | 0% | 0% | 2.009e-301% | 1.654e-260% | 1.955e-226% | 8.094e-198% | 1.342e-173% | 5.846e-153% | 2.915e-135% | 5.321e-120% | 8.996e-107%
2025112.4309 | 2000 | 80.4 | 0% | 0% | 0% | 0% | 0% | 0% | 0% | 0% | 0% | 0% | 0% | 0% | 0% | 0% | 0% | 0% | 2.244e-302% | 2.415e-261% | 3.573e-227% | 1.79e-198% | 3.493e-174% | 1.751e-153% | 9.858e-136% | 2e-120% | 3.71e-107%
2032678.2229 | 2000 | 80.5 | 0% | 0% | 0% | 0% | 0% | 0% | 0% | 0% | 0% | 0% | 0% | 0% | 0% | 0% | 0% | 0% | 2.497e-303% | 3.514e-262% | 6.513e-228% | 3.95e-199% | 9.072e-175% | 5.233e-154% | 3.328e-136% | 7.508e-121% | 1.528e-107%
2040262.8354 | 2000 | 80.6 | 0% | 0% | 0% | 0% | 0% | 0% | 0% | 0% | 0% | 0% | 0% | 0% | 0% | 0% | 0% | 0% | 2.77e-304% | 5.098e-263% | 1.184e-228% | 8.693e-200% | 2.351e-175% | 1.561e-154% | 1.121e-136% | 2.813e-121% | 6.282e-108%
2047866.2915 | 2000 | 80.7 | 0% | 0% | 0% | 0% | 0% | 0% | 0% | 0% | 0% | 0% | 0% | 0% | 0% | 0% | 0% | 0% | 3.062e-305% | 7.373e-264% | 2.146e-229% | 1.908e-200% | 6.079e-176% | 4.647e-155% | 3.77e-137% | 1.052e-121% | 2.579e-108%
2055488.6148 | 2000 | 80.8 | 0% | 0% | 0% | 0% | 0% | 0% | 0% | 0% | 0% | 0% | 0% | 0% | 0% | 0% | 0% | 0% | 3.373e-306% | 1.063e-264% | 3.88e-230% | 4.179e-201% | 1.568e-176% | 1.38e-155% | 1.266e-137% | 3.928e-122% | 1.057e-108%
2063129.8286 | 2000 | 80.9 | 0% | 0% | 0% | 0% | 0% | 0% | 0% | 0% | 0% | 0% | 0% | 0% | 0% | 0% | 0% | 0% | 0% | 1.528e-265% | 6.994e-231% | 9.129e-202% | 4.037e-177% | 4.092e-156% | 4.24e-138% | 1.464e-122% | 4.325e-109%
2070789.9563 | 2000 | 81 | 0% | 0% | 0% | 0% | 0% | 0% | 0% | 0% | 0% | 0% | 0% | 0% | 0% | 0% | 0% | 0% | 0% | 2.189e-266% | 1.257e-231% | 1.989e-202% | 1.037e-177% | 1.21e-156% | 1.418e-138% | 5.446e-123% | 1.767e-109%
2078469.0213 | 2000 | 81.1 | 0% | 0% | 0% | 0% | 0% | 0% | 0% | 0% | 0% | 0% | 0% | 0% | 0% | 0% | 0% | 0% | 0% | 3.127e-267% | 2.254e-232% | 4.323e-203% | 2.656e-178% | 3.574e-157% | 4.732e-139% | 2.023e-123% | 7.206e-110%
2086167.0469 | 2000 | 81.2 | 0% | 0% | 0% | 0% | 0% | 0% | 0% | 0% | 0% | 0% | 0% | 0% | 0% | 0% | 0% | 0% | 0% | 4.453e-268% | 4.03e-233% | 9.373e-204% | 6.791e-179% | 1.053e-157% | 1.576e-139% | 7.5e-124% | 2.934e-110%
2093884.0565 | 2000 | 81.3 | 0% | 0% | 0% | 0% | 0% | 0% | 0% | 0% | 0% | 0% | 0% | 0% | 0% | 0% | 0% | 0% | 0% | 6.322e-269% | 7.184e-234% | 2.027e-204% | 1.732e-179% | 3.095e-158% | 5.241e-140% | 2.776e-124% | 1.193e-110%
2101620.0736 | 2000 | 81.4 | 0% | 0% | 0% | 0% | 0% | 0% | 0% | 0% | 0% | 0% | 0% | 0% | 0% | 0% | 0% | 0% | 0% | 8.947e-270% | 1.277e-234% | 4.373e-205% | 4.408e-180% | 9.081e-159% | 1.739e-140% | 1.026e-124% | 4.843e-111%
2109375.1214 | 2000 | 81.5 | 0% | 0% | 0% | 0% | 0% | 0% | 0% | 0% | 0% | 0% | 0% | 0% | 0% | 0% | 0% | 0% | 0% | 1.262e-270% | 2.265e-235% | 9.41e-206% | 1.119e-180% | 2.659e-159% | 5.761e-141% | 3.783e-125% | 1.963e-111%
2117149.2234 | 2000 | 81.6 | 0% | 0% | 0% | 0% | 0% | 0% | 0% | 0% | 0% | 0% | 0% | 0% | 0% | 0% | 0% | 0% | 0% | 1.776e-271% | 4.004e-236% | 2.02e-206% | 2.836e-181% | 7.769e-160% | 1.905e-141% | 1.393e-125% | 7.941e-112%
2124942.4029 | 2000 | 81.7 | 0% | 0% | 0% | 0% | 0% | 0% | 0% | 0% | 0% | 0% | 0% | 0% | 0% | 0% | 0% | 0% | 0% | 2.49e-272% | 7.06e-237% | 4.325e-207% | 7.168e-182% | 2.265e-160% | 6.285e-142% | 5.119e-126% | 3.208e-112%
2132754.6833 | 2000 | 81.8 | 0% | 0% | 0% | 0% | 0% | 0% | 0% | 0% | 0% | 0% | 0% | 0% | 0% | 0% | 0% | 0% | 0% | 3.481e-273% | 1.241e-237% | 9.237e-208% | 1.808e-182% | 6.591e-161% | 2.07e-142% | 1.878e-126% | 1.294e-112%
2140586.088 | 2000 | 81.9 | 0% | 0% | 0% | 0% | 0% | 0% | 0% | 0% | 0% | 0% | 0% | 0% | 0% | 0% | 0% | 0% | 0% | 4.851e-274% | 2.177e-238% | 1.968e-208% | 4.548e-183% | 1.914e-161% | 6.806e-143% | 6.88e-127% | 5.21e-113%
2148436.6405 | 2000 | 82 | 0% | 0% | 0% | 0% | 0% | 0% | 0% | 0% | 0% | 0% | 0% | 0% | 0% | 0% | 0% | 0% | 0% | 6.74e-275% | 3.806e-239% | 4.182e-209% | 1.142e-183% | 5.546e-162% | 2.233e-143% | 2.516e-127% | 2.095e-113%
2156306.3639 | 2000 | 82.1 | 0% | 0% | 0% | 0% | 0% | 0% | 0% | 0% | 0% | 0% | 0% | 0% | 0% | 0% | 0% | 0% | 0% | 9.335e-276% | 6.637e-240% | 8.865e-210% | 2.86e-184% | 1.604e-162% | 7.313e-144% | 9.183e-128% | 8.409e-114%
2164195.2819 | 2000 | 82.2 | 0% | 0% | 0% | 0% | 0% | 0% | 0% | 0% | 0% | 0% | 0% | 0% | 0% | 0% | 0% | 0% | 0% | 1.289e-276% | 1.154e-240% | 1.875e-210% | 7.148e-185% | 4.629e-163% | 2.391e-144% | 3.346e-128% | 3.37e-114%
2172103.4176 | 2000 | 82.3 | 0% | 0% | 0% | 0% | 0% | 0% | 0% | 0% | 0% | 0% | 0% | 0% | 0% | 0% | 0% | 0% | 0% | 1.774e-277% | 2.001e-241% | 3.954e-211% | 1.782e-185% | 1.333e-163% | 7.8e-145% | 1.217e-128% | 1.348e-114%
2180030.7945 | 2000 | 82.4 | 0% | 0% | 0% | 0% | 0% | 0% | 0% | 0% | 0% | 0% | 0% | 0% | 0% | 0% | 0% | 0% | 0% | 2.435e-278% | 3.461e-242% | 8.319e-212% | 4.435e-186% | 3.831e-164% | 2.54e-145% | 4.42e-129% | 5.386e-115%
2187977.436 | 2000 | 82.5 | 0% | 0% | 0% | 0% | 0% | 0% | 0% | 0% | 0% | 0% | 0% | 0% | 0% | 0% | 0% | 0% | 0% | 3.331e-279% | 5.969e-243% | 1.746e-212% | 1.101e-186% | 1.099e-164% | 8.256e-146% | 1.602e-129% | 2.148e-115%
2195943.3655 | 2000 | 82.6 | 0% | 0% | 0% | 0% | 0% | 0% | 0% | 0% | 0% | 0% | 0% | 0% | 0% | 0% | 0% | 0% | 0% | 4.543e-280% | 1.027e-243% | 3.655e-213% | 2.726e-187% | 3.145e-165% | 2.678e-146% | 5.798e-130% | 8.554e-116%
2203928.6063 | 2000 | 82.7 | 0% | 0% | 0% | 0% | 0% | 0% | 0% | 0% | 0% | 0% | 0% | 0% | 0% | 0% | 0% | 0% | 0% | 6.176e-281% | 1.761e-244% | 7.633e-214% | 6.736e-188% | 8.982e-166% | 8.673e-147% | 2.094e-130% | 3.401e-116%
2211933.1818 | 2000 | 82.8 | 0% | 0% | 0% | 0% | 0% | 0% | 0% | 0% | 0% | 0% | 0% | 0% | 0% | 0% | 0% | 0% | 0% | 8.372e-282% | 3.011e-245% | 1.59e-214% | 1.661e-188% | 2.56e-166% | 2.803e-147% | 7.552e-131% | 1.35e-116%
2219957.1154 | 2000 | 82.9 | 0% | 0% | 0% | 0% | 0% | 0% | 0% | 0% | 0% | 0% | 0% | 0% | 0% | 0% | 0% | 0% | 0% | 1.131e-282% | 5.135e-246% | 3.304e-215% | 4.085e-189% | 7.282e-167% | 9.043e-148% | 2.719e-131% | 5.35e-117%
2228000.4305 | 2000 | 83 | 0% | 0% | 0% | 0% | 0% | 0% | 0% | 0% | 0% | 0% | 0% | 0% | 0% | 0% | 0% | 0% | 0% | 1.524e-283% | 8.735e-247% | 6.847e-216% | 1.003e-189% | 2.067e-167% | 2.912e-148% | 9.77e-132% | 2.117e-117%
2236063.1504 | 2000 | 83.1 | 0% | 0% | 0% | 0% | 0% | 0% | 0% | 0% | 0% | 0% | 0% | 0% | 0% | 0% | 0% | 0% | 0% | 2.047e-284% | 1.481e-247% | 1.416e-216% | 2.455e-190% | 5.855e-168% | 9.357e-149% | 3.505e-132% | 8.361e-118%
2244145.2985 | 2000 | 83.2 | 0% | 0% | 0% | 0% | 0% | 0% | 0% | 0% | 0% | 0% | 0% | 0% | 0% | 0% | 0% | 0% | 0% | 2.74e-285% | 2.506e-248% | 2.92e-217% | 5.998e-191% | 1.655e-168% | 3.001e-149% | 1.255e-132% | 3.298e-118%
2252246.8983 | 2000 | 83.3 | 0% | 0% | 0% | 0% | 0% | 0% | 0% | 0% | 0% | 0% | 0% | 0% | 0% | 0% | 0% | 0% | 0% | 3.657e-286% | 4.227e-249% | 6.006e-218% | 1.462e-191% | 4.669e-169% | 9.609e-150% | 4.487e-133% | 1.298e-118%
2260367.9731 | 2000 | 83.4 | 0% | 0% | 0% | 0% | 0% | 0% | 0% | 0% | 0% | 0% | 0% | 0% | 0% | 0% | 0% | 0% | 0% | 4.866e-287% | 7.11e-250% | 1.233e-218% | 3.556e-192% | 1.314e-169% | 3.071e-150% | 1.601e-133% | 5.105e-119%
2268508.5462 | 2000 | 83.5 | 0% | 0% | 0% | 0% | 0% | 0% | 0% | 0% | 0% | 0% | 0% | 0% | 0% | 0% | 0% | 0% | 0% | 6.454e-288% | 1.193e-250% | 2.523e-219% | 8.629e-193% | 3.693e-170% | 9.794e-151% | 5.704e-134% | 2.004e-119%
2276668.6411 | 2000 | 83.6 | 0% | 0% | 0% | 0% | 0% | 0% | 0% | 0% | 0% | 0% | 0% | 0% | 0% | 0% | 0% | 0% | 0% | 8.535e-289% | 1.995e-251% | 5.151e-220% | 2.089e-193% | 1.035e-170% | 3.118e-151% | 2.029e-134% | 7.852e-120%
2284848.2811 | 2000 | 83.7 | 0% | 0% | 0% | 0% | 0% | 0% | 0% | 0% | 0% | 0% | 0% | 0% | 0% | 0% | 0% | 0% | 0% | 1.125e-289% | 3.328e-252% | 1.049e-220% | 5.047e-194% | 2.896e-171% | 9.907e-152% | 7.202e-135% | 3.072e-120%
2293047.4896 | 2000 | 83.8 | 0% | 0% | 0% | 0% | 0% | 0% | 0% | 0% | 0% | 0% | 0% | 0% | 0% | 0% | 0% | 0% | 0% | 1.479e-290% | 5.536e-253% | 2.131e-221% | 1.216e-194% | 8.087e-172% | 3.142e-152% | 2.552e-135% | 1.2e-120%
2301266.29 | 2000 | 83.9 | 0% | 0% | 0% | 0% | 0% | 0% | 0% | 0% | 0% | 0% | 0% | 0% | 0% | 0% | 0% | 0% | 0% | 1.937e-291% | 9.185e-254% | 4.32e-222% | 2.925e-195% | 2.253e-172% | 9.945e-153% | 9.03e-136% | 4.68e-121%
2309504.7057 | 2000 | 84 | 0% | 0% | 0% | 0% | 0% | 0% | 0% | 0% | 0% | 0% | 0% | 0% | 0% | 0% | 0% | 0% | 0% | 2.531e-292% | 1.519e-254% | 8.732e-223% | 7.017e-196% | 6.265e-173% | 3.142e-153% | 3.189e-136% | 1.822e-121%
2317762.76 | 2000 | 84.1 | 0% | 0% | 0% | 0% | 0% | 0% | 0% | 0% | 0% | 0% | 0% | 0% | 0% | 0% | 0% | 0% | 0% | 3.295e-293% | 2.507e-255% | 1.761e-223% | 1.68e-196% | 1.738e-173% | 9.909e-154% | 1.124e-136% | 7.085e-122%
2326040.4763 | 2000 | 84.2 | 0% | 0% | 0% | 0% | 0% | 0% | 0% | 0% | 0% | 0% | 0% | 0% | 0% | 0% | 0% | 0% | 0% | 4.278e-294% | 4.124e-256% | 3.542e-224% | 4.012e-197% | 4.814e-174% | 3.119e-154% | 3.957e-137% | 2.75e-122%
2334337.878 | 2000 | 84.3 | 0% | 0% | 0% | 0% | 0% | 0% | 0% | 0% | 0% | 0% | 0% | 0% | 0% | 0% | 0% | 0% | 0% | 5.536e-295% | 6.766e-257% | 7.106e-225% | 9.56e-198% | 1.33e-174% | 9.799e-155% | 1.39e-137% | 1.066e-122%
2342654.9886 | 2000 | 84.4 | 0% | 0% | 0% | 0% | 0% | 0% | 0% | 0% | 0% | 0% | 0% | 0% | 0% | 0% | 0% | 0% | 0% | 7.142e-296% | 1.107e-257% | 1.422e-225% | 2.273e-198% | 3.668e-175% | 3.073e-155% | 4.876e-138% | 4.123e-123%
2350991.8313 | 2000 | 84.5 | 0% | 0% | 0% | 0% | 0% | 0% | 0% | 0% | 0% | 0% | 0% | 0% | 0% | 0% | 0% | 0% | 0% | 9.186e-297% | 1.806e-258% | 2.839e-226% | 5.392e-199% | 1.009e-175% | 9.616e-156% | 1.707e-138% | 1.593e-123%
2359348.4295 | 2000 | 84.6 | 0% | 0% | 0% | 0% | 0% | 0% | 0% | 0% | 0% | 0% | 0% | 0% | 0% | 0% | 0% | 0% | 0% | 1.178e-297% | 2.939e-259% | 5.654e-227% | 1.276e-199% | 2.772e-176% | 3.004e-156% | 5.967e-139% | 6.142e-124%
2367724.8066 | 2000 | 84.7 | 0% | 0% | 0% | 0% | 0% | 0% | 0% | 0% | 0% | 0% | 0% | 0% | 0% | 0% | 0% | 0% | 0% | 1.505e-298% | 4.769e-260% | 1.123e-227% | 3.014e-200% | 7.597e-177% | 9.366e-157% | 2.082e-139% | 2.365e-124%
2376120.9861 | 2000 | 84.8 | 0% | 0% | 0% | 0% | 0% | 0% | 0% | 0% | 0% | 0% | 0% | 0% | 0% | 0% | 0% | 0% | 0% | 1.918e-299% | 7.717e-261% | 2.225e-228% | 7.101e-201% | 2.078e-177% | 2.915e-157% | 7.251e-140% | 9.091e-125%
2384536.9912 | 2000 | 84.9 | 0% | 0% | 0% | 0% | 0% | 0% | 0% | 0% | 0% | 0% | 0% | 0% | 0% | 0% | 0% | 0% | 0% | 2.437e-300% | 1.245e-261% | 4.398e-229% | 1.669e-201% | 5.671e-178% | 9.054e-158% | 2.521e-140% | 3.489e-125%
2392972.8454 | 2000 | 85 | 0% | 0% | 0% | 0% | 0% | 0% | 0% | 0% | 0% | 0% | 0% | 0% | 0% | 0% | 0% | 0% | 0% | 3.087e-301% | 2.004e-262% | 8.672e-230% | 3.915e-202% | 1.544e-178% | 2.807e-158% | 8.751e-141% | 1.337e-125%
2401428.572 | 2000 | 85.1 | 0% | 0% | 0% | 0% | 0% | 0% | 0% | 0% | 0% | 0% | 0% | 0% | 0% | 0% | 0% | 0% | 0% | 3.897e-302% | 3.215e-263% | 1.705e-230% | 9.161e-203% | 4.198e-179% | 8.686e-159% | 3.032e-141% | 5.116e-126%
2409904.1945 | 2000 | 85.2 | 0% | 0% | 0% | 0% | 0% | 0% | 0% | 0% | 0% | 0% | 0% | 0% | 0% | 0% | 0% | 0% | 0% | 4.905e-303% | 5.145e-264% | 3.346e-231% | 2.139e-203% | 1.139e-179% | 2.683e-159% | 1.049e-141% | 1.954e-126%
2418399.7361 | 2000 | 85.3 | 0% | 0% | 0% | 0% | 0% | 0% | 0% | 0% | 0% | 0% | 0% | 0% | 0% | 0% | 0% | 0% | 0% | 6.155e-304% | 8.211e-265% | 6.547e-232% | 4.983e-204% | 3.082e-180% | 8.271e-160% | 3.622e-142% | 7.452e-127%
2426915.2204 | 2000 | 85.4 | 0% | 0% | 0% | 0% | 0% | 0% | 0% | 0% | 0% | 0% | 0% | 0% | 0% | 0% | 0% | 0% | 0% | 7.699e-305% | 1.307e-265% | 1.278e-232% | 1.158e-204% | 8.325e-181% | 2.545e-160% | 1.248e-142% | 2.837e-127%
2435450.6705 | 2000 | 85.5 | 0% | 0% | 0% | 0% | 0% | 0% | 0% | 0% | 0% | 0% | 0% | 0% | 0% | 0% | 0% | 0% | 0% | 9.601e-306% | 2.074e-266% | 2.488e-233% | 2.686e-205% | 2.244e-181% | 7.816e-161% | 4.295e-143% | 1.079e-127%
2444006.11 | 2000 | 85.6 | 0% | 0% | 0% | 0% | 0% | 0% | 0% | 0% | 0% | 0% | 0% | 0% | 0% | 0% | 0% | 0% | 0% | 0% | 3.282e-267% | 4.833e-234% | 6.214e-206% | 6.037e-182% | 2.396e-161% | 1.475e-143% | 4.094e-128%
2452581.5623 | 2000 | 85.7 | 0% | 0% | 0% | 0% | 0% | 0% | 0% | 0% | 0% | 0% | 0% | 0% | 0% | 0% | 0% | 0% | 0% | 0% | 5.18e-268% | 9.363e-235% | 1.435e-206% | 1.621e-182% | 7.33e-162% | 5.059e-144% | 1.551e-128%
2461177.0506 | 2000 | 85.8 | 0% | 0% | 0% | 0% | 0% | 0% | 0% | 0% | 0% | 0% | 0% | 0% | 0% | 0% | 0% | 0% | 0% | 0% | 8.153e-269% | 1.809e-235% | 3.304e-207% | 4.342e-183% | 2.239e-162% | 1.732e-144% | 5.869e-129%
2469792.5984 | 2000 | 85.9 | 0% | 0% | 0% | 0% | 0% | 0% | 0% | 0% | 0% | 0% | 0% | 0% | 0% | 0% | 0% | 0% | 0% | 0% | 1.28e-269% | 3.488e-236% | 7.593e-208% | 1.161e-183% | 6.823e-163% | 5.918e-145% | 2.217e-129%
2478428.229 | 2000 | 86 | 0% | 0% | 0% | 0% | 0% | 0% | 0% | 0% | 0% | 0% | 0% | 0% | 0% | 0% | 0% | 0% | 0% | 0% | 2.003e-270% | 6.707e-237% | 1.741e-208% | 3.097e-184% | 2.076e-163% | 2.019e-145% | 8.36e-130%
2487083.9659 | 2000 | 86.1 | 0% | 0% | 0% | 0% | 0% | 0% | 0% | 0% | 0% | 0% | 0% | 0% | 0% | 0% | 0% | 0% | 0% | 0% | 3.126e-271% | 1.286e-237% | 3.983e-209% | 8.245e-185% | 6.303e-164% | 6.874e-146% | 3.148e-130%
2495759.8324 | 2000 | 86.2 | 0% | 0% | 0% | 0% | 0% | 0% | 0% | 0% | 0% | 0% | 0% | 0% | 0% | 0% | 0% | 0% | 0% | 0% | 4.866e-272% | 2.461e-238% | 9.091e-210% | 2.191e-185% | 1.91e-164% | 2.337e-146% | 1.183e-130%
2504455.8519 | 2000 | 86.3 | 0% | 0% | 0% | 0% | 0% | 0% | 0% | 0% | 0% | 0% | 0% | 0% | 0% | 0% | 0% | 0% | 0% | 0% | 7.554e-273% | 4.698e-239% | 2.07e-210% | 5.808e-186% | 5.779e-165% | 7.93e-147% | 4.441e-131%
2513172.0478 | 2000 | 86.4 | 0% | 0% | 0% | 0% | 0% | 0% | 0% | 0% | 0% | 0% | 0% | 0% | 0% | 0% | 0% | 0% | 0% | 0% | 1.169e-273% | 8.943e-240% | 4.704e-211% | 1.537e-186% | 1.745e-165% | 2.686e-147% | 1.664e-131%
2521908.4434 | 2000 | 86.5 | 0% | 0% | 0% | 0% | 0% | 0% | 0% | 0% | 0% | 0% | 0% | 0% | 0% | 0% | 0% | 0% | 0% | 0% | 1.805e-274% | 1.698e-240% | 1.066e-211% | 4.058e-187% | 5.258e-166% | 9.085e-148% | 6.225e-132%
2530665.0621 | 2000 | 86.6 | 0% | 0% | 0% | 0% | 0% | 0% | 0% | 0% | 0% | 0% | 0% | 0% | 0% | 0% | 0% | 0% | 0% | 0% | 2.779e-275% | 3.217e-241% | 2.412e-212% | 1.069e-187% | 1.582e-166% | 3.067e-148% | 2.325e-132%
2539441.9273 | 2000 | 86.7 | 0% | 0% | 0% | 0% | 0% | 0% | 0% | 0% | 0% | 0% | 0% | 0% | 0% | 0% | 0% | 0% | 0% | 0% | 4.266e-276% | 6.079e-242% | 5.443e-213% | 2.812e-188% | 4.749e-167% | 1.034e-148% | 8.671e-133%
2548239.0625 | 2000 | 86.8 | 0% | 0% | 0% | 0% | 0% | 0% | 0% | 0% | 0% | 0% | 0% | 0% | 0% | 0% | 0% | 0% | 0% | 0% | 6.53e-277% | 1.146e-242% | 1.226e-213% | 7.379e-189% | 1.423e-167% | 3.477e-149% | 3.228e-133%
2557056.4909 | 2000 | 86.9 | 0% | 0% | 0% | 0% | 0% | 0% | 0% | 0% | 0% | 0% | 0% | 0% | 0% | 0% | 0% | 0% | 0% | 0% | 9.969e-278% | 2.154e-243% | 2.753e-214% | 1.932e-189% | 4.256e-168% | 1.168e-149% | 1.2e-133%
2565894.2359 | 2000 | 87 | 0% | 0% | 0% | 0% | 0% | 0% | 0% | 0% | 0% | 0% | 0% | 0% | 0% | 0% | 0% | 0% | 0% | 0% | 1.518e-278% | 4.04e-244% | 6.172e-215% | 5.05e-190% | 1.271e-168% | 3.915e-150% | 4.454e-134%
2574752.321 | 2000 | 87.1 | 0% | 0% | 0% | 0% | 0% | 0% | 0% | 0% | 0% | 0% | 0% | 0% | 0% | 0% | 0% | 0% | 0% | 0% | 2.304e-279% | 7.558e-245% | 1.38e-215% | 1.317e-190% | 3.786e-169% | 1.31e-150% | 1.65e-134%
2583630.7694 | 2000 | 87.2 | 0% | 0% | 0% | 0% | 0% | 0% | 0% | 0% | 0% | 0% | 0% | 0% | 0% | 0% | 0% | 0% | 0% | 0% | 3.489e-280% | 1.41e-245% | 3.08e-216% | 3.428e-191% | 1.126e-169% | 4.377e-151% | 6.105e-135%
2592529.6047 | 2000 | 87.3 | 0% | 0% | 0% | 0% | 0% | 0% | 0% | 0% | 0% | 0% | 0% | 0% | 0% | 0% | 0% | 0% | 0% | 0% | 5.267e-281% | 2.625e-246% | 6.856e-217% | 8.903e-192% | 3.342e-170% | 1.46e-151% | 2.255e-135%
2601448.8501 | 2000 | 87.4 | 0% | 0% | 0% | 0% | 0% | 0% | 0% | 0% | 0% | 0% | 0% | 0% | 0% | 0% | 0% | 0% | 0% | 0% | 7.931e-282% | 4.874e-247% | 1.523e-217% | 2.307e-192% | 9.903e-171% | 4.86e-152% | 8.316e-136%
2610388.5291 | 2000 | 87.5 | 0% | 0% | 0% | 0% | 0% | 0% | 0% | 0% | 0% | 0% | 0% | 0% | 0% | 0% | 0% | 0% | 0% | 0% | 1.191e-282% | 9.028e-248% | 3.375e-218% | 5.968e-193% | 2.928e-171% | 1.615e-152% | 3.062e-136%
2619348.665 | 2000 | 87.6 | 0% | 0% | 0% | 0% | 0% | 0% | 0% | 0% | 0% | 0% | 0% | 0% | 0% | 0% | 0% | 0% | 0% | 0% | 1.783e-283% | 1.668e-248% | 7.462e-219% | 1.541e-193% | 8.644e-172% | 5.359e-153% | 1.125e-136%
2628329.2812 | 2000 | 87.7 | 0% | 0% | 0% | 0% | 0% | 0% | 0% | 0% | 0% | 0% | 0% | 0% | 0% | 0% | 0% | 0% | 0% | 0% | 2.663e-284% | 3.074e-249% | 1.646e-219% | 3.968e-194% | 2.546e-172% | 1.775e-153% | 4.13e-137%
2637330.401 | 2000 | 87.8 | 0% | 0% | 0% | 0% | 0% | 0% | 0% | 0% | 0% | 0% | 0% | 0% | 0% | 0% | 0% | 0% | 0% | 0% | 3.965e-285% | 5.651e-250% | 3.624e-220% | 1.02e-194% | 7.488e-173% | 5.868e-154% | 1.513e-137%
2646352.0479 | 2000 | 87.9 | 0% | 0% | 0% | 0% | 0% | 0% | 0% | 0% | 0% | 0% | 0% | 0% | 0% | 0% | 0% | 0% | 0% | 0% | 5.887e-286% | 1.036e-250% | 7.958e-221% | 2.617e-195% | 2.198e-173% | 1.937e-154% | 5.536e-138%
2655394.2453 | 2000 | 88 | 0% | 0% | 0% | 0% | 0% | 0% | 0% | 0% | 0% | 0% | 0% | 0% | 0% | 0% | 0% | 0% | 0% | 0% | 8.718e-287% | 1.895e-251% | 1.744e-221% | 6.698e-196% | 6.438e-174% | 6.381e-155% | 2.022e-138%
2664457.0165 | 2000 | 88.1 | 0% | 0% | 0% | 0% | 0% | 0% | 0% | 0% | 0% | 0% | 0% | 0% | 0% | 0% | 0% | 0% | 0% | 0% | 1.287e-287% | 3.458e-252% | 3.812e-222% | 1.711e-196% | 1.882e-174% | 2.099e-155% | 7.373e-139%
2673540.3849 | 2000 | 88.2 | 0% | 0% | 0% | 0% | 0% | 0% | 0% | 0% | 0% | 0% | 0% | 0% | 0% | 0% | 0% | 0% | 0% | 0% | 1.896e-288% | 6.294e-253% | 8.316e-223% | 4.363e-197% | 5.493e-175% | 6.891e-156% | 2.684e-139%
2682644.3739 | 2000 | 88.3 | 0% | 0% | 0% | 0% | 0% | 0% | 0% | 0% | 0% | 0% | 0% | 0% | 0% | 0% | 0% | 0% | 0% | 0% | 2.784e-289% | 1.143e-253% | 1.81e-223% | 1.11e-197% | 1.6e-175% | 2.259e-156% | 9.758e-140%
2691769.0068 | 2000 | 88.4 | 0% | 0% | 0% | 0% | 0% | 0% | 0% | 0% | 0% | 0% | 0% | 0% | 0% | 0% | 0% | 0% | 0% | 0% | 4.078e-290% | 2.069e-254% | 3.93e-224% | 2.818e-198% | 4.652e-176% | 7.39e-157% | 3.541e-140%
2700914.307 | 2000 | 88.5 | 0% | 0% | 0% | 0% | 0% | 0% | 0% | 0% | 0% | 0% | 0% | 0% | 0% | 0% | 0% | 0% | 0% | 0% | 5.956e-291% | 3.738e-255% | 8.514e-225% | 7.139e-199% | 1.35e-176% | 2.414e-157% | 1.283e-140%
2710080.298 | 2000 | 88.6 | 0% | 0% | 0% | 0% | 0% | 0% | 0% | 0% | 0% | 0% | 0% | 0% | 0% | 0% | 0% | 0% | 0% | 0% | 8.674e-292% | 6.735e-256% | 1.84e-225% | 1.805e-199% | 3.91e-177% | 7.871e-158% | 4.642e-141%
2719267.0031 | 2000 | 88.7 | 0% | 0% | 0% | 0% | 0% | 0% | 0% | 0% | 0% | 0% | 0% | 0% | 0% | 0% | 0% | 0% | 0% | 0% | 1.26e-292% | 1.21e-256% | 3.969e-226% | 4.555e-200% | 1.13e-177% | 2.562e-158% | 1.676e-141%
2728474.4456 | 2000 | 88.8 | 0% | 0% | 0% | 0% | 0% | 0% | 0% | 0% | 0% | 0% | 0% | 0% | 0% | 0% | 0% | 0% | 0% | 0% | 1.825e-293% | 2.17e-257% | 8.541e-227% | 1.147e-200% | 3.261e-178% | 8.325e-159% | 6.045e-142%
2737702.649 | 2000 | 88.9 | 0% | 0% | 0% | 0% | 0% | 0% | 0% | 0% | 0% | 0% | 0% | 0% | 0% | 0% | 0% | 0% | 0% | 0% | 2.636e-294% | 3.881e-258% | 1.834e-227% | 2.882e-201% | 9.393e-179% | 2.7e-159% | 2.176e-142%
2746951.6366 | 2000 | 89 | 0% | 0% | 0% | 0% | 0% | 0% | 0% | 0% | 0% | 0% | 0% | 0% | 0% | 0% | 0% | 0% | 0% | 0% | 3.796e-295% | 6.924e-259% | 3.928e-228% | 7.226e-202% | 2.7e-179% | 8.744e-160% | 7.823e-143%
2756221.4319 | 2000 | 89.1 | 0% | 0% | 0% | 0% | 0% | 0% | 0% | 0% | 0% | 0% | 0% | 0% | 0% | 0% | 0% | 0% | 0% | 0% | 5.453e-296% | 1.232e-259% | 8.394e-229% | 1.808e-202% | 7.747e-180% | 2.826e-160% | 2.807e-143%
2765512.0581 | 2000 | 89.2 | 0% | 0% | 0% | 0% | 0% | 0% | 0% | 0% | 0% | 0% | 0% | 0% | 0% | 0% | 0% | 0% | 0% | 0% | 7.811e-297% | 2.187e-260% | 1.79e-229% | 4.516e-203% | 2.218e-180% | 9.12e-161% | 1.006e-143%
2774823.5387 | 2000 | 89.3 | 0% | 0% | 0% | 0% | 0% | 0% | 0% | 0% | 0% | 0% | 0% | 0% | 0% | 0% | 0% | 0% | 0% | 0% | 1.116e-297% | 3.873e-261% | 3.808e-230% | 1.125e-203% | 6.341e-181% | 2.938e-161% | 3.598e-144%
2784155.8971 | 2000 | 89.4 | 0% | 0% | 0% | 0% | 0% | 0% | 0% | 0% | 0% | 0% | 0% | 0% | 0% | 0% | 0% | 0% | 0% | 0% | 1.589e-298% | 6.84e-262% | 8.084e-231% | 2.799e-204% | 1.809e-181% | 9.447e-162% | 1.285e-144%
2793509.1566 | 2000 | 89.5 | 0% | 0% | 0% | 0% | 0% | 0% | 0% | 0% | 0% | 0% | 0% | 0% | 0% | 0% | 0% | 0% | 0% | 0% | 2.258e-299% | 1.205e-262% | 1.712e-231% | 6.946e-205% | 5.151e-182% | 3.033e-162% | 4.582e-145%
2802883.3406 | 2000 | 89.6 | 0% | 0% | 0% | 0% | 0% | 0% | 0% | 0% | 0% | 0% | 0% | 0% | 0% | 0% | 0% | 0% | 0% | 0% | 3.199e-300% | 2.118e-263% | 3.618e-232% | 1.72e-205% | 1.464e-182% | 9.718e-163% | 1.631e-145%
2812278.4724 | 2000 | 89.7 | 0% | 0% | 0% | 0% | 0% | 0% | 0% | 0% | 0% | 0% | 0% | 0% | 0% | 0% | 0% | 0% | 0% | 0% | 4.519e-301% | 3.713e-264% | 7.628e-233% | 4.252e-206% | 4.153e-183% | 3.109e-163% | 5.798e-146%
2821694.5756 | 2000 | 89.8 | 0% | 0% | 0% | 0% | 0% | 0% | 0% | 0% | 0% | 0% | 0% | 0% | 0% | 0% | 0% | 0% | 0% | 0% | 6.366e-302% | 6.492e-265% | 1.605e-233% | 1.049e-206% | 1.176e-183% | 9.928e-164% | 2.058e-146%
2831131.6734 | 2000 | 89.9 | 0% | 0% | 0% | 0% | 0% | 0% | 0% | 0% | 0% | 0% | 0% | 0% | 0% | 0% | 0% | 0% | 0% | 0% | 8.944e-303% | 1.132e-265% | 3.368e-234% | 2.581e-207% | 3.323e-184% | 3.165e-164% | 7.29e-147%
2840589.7892 | 2000 | 90 | 0% | 0% | 0% | 0% | 0% | 0% | 0% | 0% | 0% | 0% | 0% | 0% | 0% | 0% | 0% | 0% | 0% | 0% | 1.253e-303% | 1.97e-266% | 7.052e-235% | 6.34e-208% | 9.373e-185% | 1.007e-164% | 2.579e-147%
2850068.9464 | 2000 | 90.1 | 0% | 0% | 0% | 0% | 0% | 0% | 0% | 0% | 0% | 0% | 0% | 0% | 0% | 0% | 0% | 0% | 0% | 0% | 1.751e-304% | 3.419e-267% | 1.473e-235% | 1.554e-208% | 2.639e-185% | 3.2e-165% | 9.108e-148%
2859569.1685 | 2000 | 90.2 | 0% | 0% | 0% | 0% | 0% | 0% | 0% | 0% | 0% | 0% | 0% | 0% | 0% | 0% | 0% | 0% | 0% | 0% | 2.439e-305% | 5.92e-268% | 3.071e-236% | 3.802e-209% | 7.416e-186% | 1.015e-165% | 3.212e-148%
2869090.4786 | 2000 | 90.3 | 0% | 0% | 0% | 0% | 0% | 0% | 0% | 0% | 0% | 0% | 0% | 0% | 0% | 0% | 0% | 0% | 0% | 0% | 3.389e-306% | 1.022e-268% | 6.388e-237% | 9.281e-210% | 2.08e-186% | 3.212e-166% | 1.131e-148%
2878632.9004 | 2000 | 90.4 | 0% | 0% | 0% | 0% | 0% | 0% | 0% | 0% | 0% | 0% | 0% | 0% | 0% | 0% | 0% | 0% | 0% | 0% | 0% | 1.761e-269% | 1.326e-237% | 2.261e-210% | 5.823e-187% | 1.015e-166% | 3.974e-149%
2888196.457 | 2000 | 90.5 | 0% | 0% | 0% | 0% | 0% | 0% | 0% | 0% | 0% | 0% | 0% | 0% | 0% | 0% | 0% | 0% | 0% | 0% | 0% | 3.026e-270% | 2.744e-238% | 5.496e-211% | 1.627e-187% | 3.203e-167% | 1.394e-149%
2897781.172 | 2000 | 90.6 | 0% | 0% | 0% | 0% | 0% | 0% | 0% | 0% | 0% | 0% | 0% | 0% | 0% | 0% | 0% | 0% | 0% | 0% | 0% | 5.187e-271% | 5.669e-239% | 1.333e-211% | 4.537e-188% | 1.009e-167% | 4.886e-150%
2907387.0686 | 2000 | 90.7 | 0% | 0% | 0% | 0% | 0% | 0% | 0% | 0% | 0% | 0% | 0% | 0% | 0% | 0% | 0% | 0% | 0% | 0% | 0% | 8.868e-272% | 1.168e-239% | 3.228e-212% | 1.263e-188% | 3.171e-168% | 1.709e-150%
2917014.1703 | 2000 | 90.8 | 0% | 0% | 0% | 0% | 0% | 0% | 0% | 0% | 0% | 0% | 0% | 0% | 0% | 0% | 0% | 0% | 0% | 0% | 0% | 1.512e-272% | 2.403e-240% | 7.8e-213% | 3.509e-189% | 9.953e-169% | 5.969e-151%
2926662.5004 | 2000 | 90.9 | 0% | 0% | 0% | 0% | 0% | 0% | 0% | 0% | 0% | 0% | 0% | 0% | 0% | 0% | 0% | 0% | 0% | 0% | 0% | 2.573e-273% | 4.93e-241% | 1.881e-213% | 9.731e-190% | 3.118e-169% | 2.081e-151%
2936332.0824 | 2000 | 91 | 0% | 0% | 0% | 0% | 0% | 0% | 0% | 0% | 0% | 0% | 0% | 0% | 0% | 0% | 0% | 0% | 0% | 0% | 0% | 4.366e-274% | 1.009e-241% | 4.525e-214% | 2.694e-190% | 9.752e-170% | 7.245e-152%
2946022.9395 | 2000 | 91.1 | 0% | 0% | 0% | 0% | 0% | 0% | 0% | 0% | 0% | 0% | 0% | 0% | 0% | 0% | 0% | 0% | 0% | 0% | 0% | 7.39e-275% | 2.061e-242% | 1.086e-214% | 7.441e-191% | 3.045e-170% | 2.518e-152%
2955735.0953 | 2000 | 91.2 | 0% | 0% | 0% | 0% | 0% | 0% | 0% | 0% | 0% | 0% | 0% | 0% | 0% | 0% | 0% | 0% | 0% | 0% | 0% | 1.248e-275% | 4.2e-243% | 2.603e-215% | 2.052e-191% | 9.49e-171% | 8.738e-153%
2965468.5729 | 2000 | 91.3 | 0% | 0% | 0% | 0% | 0% | 0% | 0% | 0% | 0% | 0% | 0% | 0% | 0% | 0% | 0% | 0% | 0% | 0% | 0% | 2.102e-276% | 8.54e-244% | 6.225e-216% | 5.647e-192% | 2.953e-171% | 3.027e-153%
2975223.396 | 2000 | 91.4 | 0% | 0% | 0% | 0% | 0% | 0% | 0% | 0% | 0% | 0% | 0% | 0% | 0% | 0% | 0% | 0% | 0% | 0% | 0% | 3.531e-277% | 1.733e-244% | 1.485e-216% | 1.551e-192% | 9.171e-172% | 1.047e-153%
2984999.5877 | 2000 | 91.5 | 0% | 0% | 0% | 0% | 0% | 0% | 0% | 0% | 0% | 0% | 0% | 0% | 0% | 0% | 0% | 0% | 0% | 0% | 0% | 5.917e-278% | 3.507e-245% | 3.537e-217% | 4.254e-193% | 2.843e-172% | 3.616e-154%
2994797.1716 | 2000 | 91.6 | 0% | 0% | 0% | 0% | 0% | 0% | 0% | 0% | 0% | 0% | 0% | 0% | 0% | 0% | 0% | 0% | 0% | 0% | 0% | 9.892e-279% | 7.081e-246% | 8.406e-218% | 1.164e-193% | 8.801e-173% | 1.247e-154%
3004616.1709 | 2000 | 91.7 | 0% | 0% | 0% | 0% | 0% | 0% | 0% | 0% | 0% | 0% | 0% | 0% | 0% | 0% | 0% | 0% | 0% | 0% | 0% | 1.65e-279% | 1.427e-246% | 1.994e-218% | 3.18e-194% | 2.719e-173% | 4.292e-155%
3014456.609 | 2000 | 91.8 | 0% | 0% | 0% | 0% | 0% | 0% | 0% | 0% | 0% | 0% | 0% | 0% | 0% | 0% | 0% | 0% | 0% | 0% | 0% | 2.744e-280% | 2.868e-247% | 4.718e-219% | 8.669e-195% | 8.387e-174% | 1.475e-155%
3024318.5094 | 2000 | 91.9 | 0% | 0% | 0% | 0% | 0% | 0% | 0% | 0% | 0% | 0% | 0% | 0% | 0% | 0% | 0% | 0% | 0% | 0% | 0% | 4.552e-281% | 5.753e-248% | 1.114e-219% | 2.359e-195% | 2.583e-174% | 5.062e-156%
3034201.8955 | 2000 | 92 | 0% | 0% | 0% | 0% | 0% | 0% | 0% | 0% | 0% | 0% | 0% | 0% | 0% | 0% | 0% | 0% | 0% | 0% | 0% | 7.535e-282% | 1.151e-248% | 2.626e-220% | 6.407e-196% | 7.938e-175% | 1.734e-156%
3044106.7905 | 2000 | 92.1 | 0% | 0% | 0% | 0% | 0% | 0% | 0% | 0% | 0% | 0% | 0% | 0% | 0% | 0% | 0% | 0% | 0% | 0% | 0% | 1.244e-282% | 2.299e-249% | 6.177e-221% | 1.737e-196% | 2.436e-175% | 5.932e-157%
3054033.2178 | 2000 | 92.2 | 0% | 0% | 0% | 0% | 0% | 0% | 0% | 0% | 0% | 0% | 0% | 0% | 0% | 0% | 0% | 0% | 0% | 0% | 0% | 2.048e-283% | 4.579e-250% | 1.45e-221% | 4.7e-197% | 7.461e-176% | 2.026e-157%
3063981.201 | 2000 | 92.3 | 0% | 0% | 0% | 0% | 0% | 0% | 0% | 0% | 0% | 0% | 0% | 0% | 0% | 0% | 0% | 0% | 0% | 0% | 0% | 3.365e-284% | 9.102e-251% | 3.396e-222% | 1.269e-197% | 2.281e-176% | 6.907e-158%
3073950.7632 | 2000 | 92.4 | 0% | 0% | 0% | 0% | 0% | 0% | 0% | 0% | 0% | 0% | 0% | 0% | 0% | 0% | 0% | 0% | 0% | 0% | 0% | 5.514e-285% | 1.805e-251% | 7.938e-223% | 3.421e-198% | 6.964e-177% | 2.351e-158%
3083941.928 | 2000 | 92.5 | 0% | 0% | 0% | 0% | 0% | 0% | 0% | 0% | 0% | 0% | 0% | 0% | 0% | 0% | 0% | 0% | 0% | 0% | 0% | 9.012e-286% | 3.571e-252% | 1.852e-223% | 9.206e-199% | 2.122e-177% | 7.992e-159%
3093954.7187 | 2000 | 92.6 | 0% | 0% | 0% | 0% | 0% | 0% | 0% | 0% | 0% | 0% | 0% | 0% | 0% | 0% | 0% | 0% | 0% | 0% | 0% | 1.469e-286% | 7.051e-253% | 4.31e-224% | 2.472e-199% | 6.455e-178% | 2.712e-159%
3103989.1586 | 2000 | 92.7 | 0% | 0% | 0% | 0% | 0% | 0% | 0% | 0% | 0% | 0% | 0% | 0% | 0% | 0% | 0% | 0% | 0% | 0% | 0% | 2.39e-287% | 1.389e-253% | 1.001e-224% | 6.626e-200% | 1.96e-178% | 9.187e-160%
3114045.2712 | 2000 | 92.8 | 0% | 0% | 0% | 0% | 0% | 0% | 0% | 0% | 0% | 0% | 0% | 0% | 0% | 0% | 0% | 0% | 0% | 0% | 0% | 3.877e-288% | 2.729e-254% | 2.321e-225% | 1.773e-200% | 5.942e-179% | 3.107e-160%
3124123.0798 | 2000 | 92.9 | 0% | 0% | 0% | 0% | 0% | 0% | 0% | 0% | 0% | 0% | 0% | 0% | 0% | 0% | 0% | 0% | 0% | 0% | 0% | 6.274e-289% | 5.351e-255% | 5.37e-226% | 4.733e-201% | 1.798e-179% | 1.049e-160%
3134222.6078 | 2000 | 93 | 0% | 0% | 0% | 0% | 0% | 0% | 0% | 0% | 0% | 0% | 0% | 0% | 0% | 0% | 0% | 0% | 0% | 0% | 0% | 1.013e-289% | 1.047e-255% | 1.24e-226% | 1.262e-201% | 5.432e-180% | 3.538e-161%
3144343.8786 | 2000 | 93.1 | 0% | 0% | 0% | 0% | 0% | 0% | 0% | 0% | 0% | 0% | 0% | 0% | 0% | 0% | 0% | 0% | 0% | 0% | 0% | 1.631e-290% | 2.043e-256% | 2.856e-227% | 3.356e-202% | 1.638e-180% | 1.191e-161%
3154486.9156 | 2000 | 93.2 | 0% | 0% | 0% | 0% | 0% | 0% | 0% | 0% | 0% | 0% | 0% | 0% | 0% | 0% | 0% | 0% | 0% | 0% | 0% | 2.619e-291% | 3.979e-257% | 6.567e-228% | 8.911e-203% | 4.931e-181% | 4.003e-162%
3164651.7421 | 2000 | 93.3 | 0% | 0% | 0% | 0% | 0% | 0% | 0% | 0% | 0% | 0% | 0% | 0% | 0% | 0% | 0% | 0% | 0% | 0% | 0% | 4.196e-292% | 7.732e-258% | 1.507e-228% | 2.361e-203% | 1.482e-181% | 1.343e-162%
3174838.3815 | 2000 | 93.4 | 0% | 0% | 0% | 0% | 0% | 0% | 0% | 0% | 0% | 0% | 0% | 0% | 0% | 0% | 0% | 0% | 0% | 0% | 0% | 6.706e-293% | 1.499e-258% | 3.45e-229% | 6.246e-204% | 4.445e-182% | 4.499e-163%
3185046.8572 | 2000 | 93.5 | 0% | 0% | 0% | 0% | 0% | 0% | 0% | 0% | 0% | 0% | 0% | 0% | 0% | 0% | 0% | 0% | 0% | 0% | 0% | 1.069e-293% | 2.899e-259% | 7.883e-230% | 1.649e-204% | 1.331e-182% | 1.505e-163%
3195277.1927 | 2000 | 93.6 | 0% | 0% | 0% | 0% | 0% | 0% | 0% | 0% | 0% | 0% | 0% | 0% | 0% | 0% | 0% | 0% | 0% | 0% | 0% | 1.7e-294% | 5.596e-260% | 1.798e-230% | 4.346e-205% | 3.98e-183% | 5.025e-164%
3205529.4111 | 2000 | 93.7 | 0% | 0% | 0% | 0% | 0% | 0% | 0% | 0% | 0% | 0% | 0% | 0% | 0% | 0% | 0% | 0% | 0% | 0% | 0% | 2.696e-295% | 1.077e-260% | 4.091e-231% | 1.143e-205% | 1.188e-183% | 1.675e-164%
3215803.5361 | 2000 | 93.8 | 0% | 0% | 0% | 0% | 0% | 0% | 0% | 0% | 0% | 0% | 0% | 0% | 0% | 0% | 0% | 0% | 0% | 0% | 0% | 4.266e-296% | 2.07e-261% | 9.289e-232% | 3e-206% | 3.538e-184% | 5.577e-165%
3226099.5908 | 2000 | 93.9 | 0% | 0% | 0% | 0% | 0% | 0% | 0% | 0% | 0% | 0% | 0% | 0% | 0% | 0% | 0% | 0% | 0% | 0% | 0% | 6.733e-297% | 3.968e-262% | 2.105e-232% | 7.862e-207% | 1.052e-184% | 1.854e-165%
3236417.5987 | 2000 | 94 | 0% | 0% | 0% | 0% | 0% | 0% | 0% | 0% | 0% | 0% | 0% | 0% | 0% | 0% | 0% | 0% | 0% | 0% | 0% | 1.06e-297% | 7.588e-263% | 4.76e-233% | 2.056e-207% | 3.124e-185% | 6.15e-166%
3246757.5833 | 2000 | 94.1 | 0% | 0% | 0% | 0% | 0% | 0% | 0% | 0% | 0% | 0% | 0% | 0% | 0% | 0% | 0% | 0% | 0% | 0% | 0% | 1.665e-298% | 1.448e-263% | 1.074e-233% | 5.367e-208% | 9.259e-186% | 2.037e-166%
3257119.5677 | 2000 | 94.2 | 0% | 0% | 0% | 0% | 0% | 0% | 0% | 0% | 0% | 0% | 0% | 0% | 0% | 0% | 0% | 0% | 0% | 0% | 0% | 2.608e-299% | 2.757e-264% | 2.42e-234% | 1.398e-208% | 2.739e-186% | 6.739e-167%
3267503.5756 | 2000 | 94.3 | 0% | 0% | 0% | 0% | 0% | 0% | 0% | 0% | 0% | 0% | 0% | 0% | 0% | 0% | 0% | 0% | 0% | 0% | 0% | 4.075e-300% | 5.236e-265% | 5.438e-235% | 3.637e-209% | 8.091e-187% | 2.225e-167%
3277909.6301 | 2000 | 94.4 | 0% | 0% | 0% | 0% | 0% | 0% | 0% | 0% | 0% | 0% | 0% | 0% | 0% | 0% | 0% | 0% | 0% | 0% | 0% | 6.351e-301% | 9.923e-266% | 1.22e-235% | 9.439e-210% | 2.385e-187% | 7.336e-168%
3288337.7547 | 2000 | 94.5 | 0% | 0% | 0% | 0% | 0% | 0% | 0% | 0% | 0% | 0% | 0% | 0% | 0% | 0% | 0% | 0% | 0% | 0% | 0% | 9.874e-302% | 1.876e-266% | 2.73e-236% | 2.445e-210% | 7.021e-188% | 2.415e-168%
3298787.9729 | 2000 | 94.6 | 0% | 0% | 0% | 0% | 0% | 0% | 0% | 0% | 0% | 0% | 0% | 0% | 0% | 0% | 0% | 0% | 0% | 0% | 0% | 1.531e-302% | 3.54e-267% | 6.097e-237% | 6.323e-211% | 2.063e-188% | 7.936e-169%
3309260.3078 | 2000 | 94.7 | 0% | 0% | 0% | 0% | 0% | 0% | 0% | 0% | 0% | 0% | 0% | 0% | 0% | 0% | 0% | 0% | 0% | 0% | 0% | 2.369e-303% | 6.664e-268% | 1.359e-237% | 1.632e-211% | 6.05e-189% | 2.604e-169%
3319754.783 | 2000 | 94.8 | 0% | 0% | 0% | 0% | 0% | 0% | 0% | 0% | 0% | 0% | 0% | 0% | 0% | 0% | 0% | 0% | 0% | 0% | 0% | 3.656e-304% | 1.251e-268% | 3.023e-238% | 4.204e-212% | 1.771e-189% | 8.53e-170%
3330271.4218 | 2000 | 94.9 | 0% | 0% | 0% | 0% | 0% | 0% | 0% | 0% | 0% | 0% | 0% | 0% | 0% | 0% | 0% | 0% | 0% | 0% | 0% | 5.628e-305% | 2.345e-269% | 6.711e-239% | 1.081e-212% | 5.177e-190% | 2.79e-170%
3340810.2476 | 2000 | 95 | 0% | 0% | 0% | 0% | 0% | 0% | 0% | 0% | 0% | 0% | 0% | 0% | 0% | 0% | 0% | 0% | 0% | 0% | 0% | 8.641e-306% | 4.384e-270% | 1.487e-239% | 2.774e-213% | 1.511e-190% | 9.11e-171%
3351371.2838 | 2000 | 95.1 | 0% | 0% | 0% | 0% | 0% | 0% | 0% | 0% | 0% | 0% | 0% | 0% | 0% | 0% | 0% | 0% | 0% | 0% | 0% | 0% | 8.178e-271% | 3.286e-240% | 7.105e-214% | 4.4e-191% | 2.97e-171%
3361954.5538 | 2000 | 95.2 | 0% | 0% | 0% | 0% | 0% | 0% | 0% | 0% | 0% | 0% | 0% | 0% | 0% | 0% | 0% | 0% | 0% | 0% | 0% | 0% | 1.522e-271% | 7.25e-241% | 1.817e-214% | 1.279e-191% | 9.668e-172%
3372560.0808 | 2000 | 95.3 | 0% | 0% | 0% | 0% | 0% | 0% | 0% | 0% | 0% | 0% | 0% | 0% | 0% | 0% | 0% | 0% | 0% | 0% | 0% | 0% | 2.826e-272% | 1.596e-241% | 4.636e-215% | 3.714e-192% | 3.142e-172%
3383187.8884 | 2000 | 95.4 | 0% | 0% | 0% | 0% | 0% | 0% | 0% | 0% | 0% | 0% | 0% | 0% | 0% | 0% | 0% | 0% | 0% | 0% | 0% | 0% | 5.236e-273% | 3.507e-242% | 1.181e-215% | 1.076e-192% | 1.019e-172%
3393837.9999 | 2000 | 95.5 | 0% | 0% | 0% | 0% | 0% | 0% | 0% | 0% | 0% | 0% | 0% | 0% | 0% | 0% | 0% | 0% | 0% | 0% | 0% | 0% | 9.679e-274% | 7.688e-243% | 3.001e-216% | 3.112e-193% | 3.302e-173%
3404510.4386 | 2000 | 95.6 | 0% | 0% | 0% | 0% | 0% | 0% | 0% | 0% | 0% | 0% | 0% | 0% | 0% | 0% | 0% | 0% | 0% | 0% | 0% | 0% | 1.785e-274% | 1.682e-243% | 7.616e-217% | 8.987e-194% | 1.068e-173%
3415205.228 | 2000 | 95.7 | 0% | 0% | 0% | 0% | 0% | 0% | 0% | 0% | 0% | 0% | 0% | 0% | 0% | 0% | 0% | 0% | 0% | 0% | 0% | 0% | 3.285e-275% | 3.673e-244% | 1.929e-217% | 2.591e-194% | 3.449e-174%
3425922.3914 | 2000 | 95.8 | 0% | 0% | 0% | 0% | 0% | 0% | 0% | 0% | 0% | 0% | 0% | 0% | 0% | 0% | 0% | 0% | 0% | 0% | 0% | 0% | 6.031e-276% | 8.003e-245% | 4.876e-218% | 7.454e-195% | 1.112e-174%
3436661.9522 | 2000 | 95.9 | 0% | 0% | 0% | 0% | 0% | 0% | 0% | 0% | 0% | 0% | 0% | 0% | 0% | 0% | 0% | 0% | 0% | 0% | 0% | 0% | 1.105e-276% | 1.74e-245% | 1.23e-218% | 2.141e-195% | 3.579e-175%
3447423.9338 | 2000 | 96 | 0% | 0% | 0% | 0% | 0% | 0% | 0% | 0% | 0% | 0% | 0% | 0% | 0% | 0% | 0% | 0% | 0% | 0% | 0% | 0% | 2.019e-277% | 3.776e-246% | 3.098e-219% | 6.14e-196% | 1.15e-175%
3458208.3596 | 2000 | 96.1 | 0% | 0% | 0% | 0% | 0% | 0% | 0% | 0% | 0% | 0% | 0% | 0% | 0% | 0% | 0% | 0% | 0% | 0% | 0% | 0% | 3.682e-278% | 8.177e-247% | 7.786e-220% | 1.758e-196% | 3.69e-176%
3469015.2529 | 2000 | 96.2 | 0% | 0% | 0% | 0% | 0% | 0% | 0% | 0% | 0% | 0% | 0% | 0% | 0% | 0% | 0% | 0% | 0% | 0% | 0% | 0% | 6.699e-279% | 1.767e-247% | 1.953e-220% | 5.023e-197% | 1.182e-176%
3479844.6371 | 2000 | 96.3 | 0% | 0% | 0% | 0% | 0% | 0% | 0% | 0% | 0% | 0% | 0% | 0% | 0% | 0% | 0% | 0% | 0% | 0% | 0% | 0% | 1.216e-279% | 3.81e-248% | 4.891e-221% | 1.433e-197% | 3.78e-177%
3490696.5357 | 2000 | 96.4 | 0% | 0% | 0% | 0% | 0% | 0% | 0% | 0% | 0% | 0% | 0% | 0% | 0% | 0% | 0% | 0% | 0% | 0% | 0% | 0% | 2.202e-280% | 8.2e-249% | 1.222e-221% | 4.08e-198% | 1.207e-177%
3501570.9719 | 2000 | 96.5 | 0% | 0% | 0% | 0% | 0% | 0% | 0% | 0% | 0% | 0% | 0% | 0% | 0% | 0% | 0% | 0% | 0% | 0% | 0% | 0% | 3.98e-281% | 1.761e-249% | 3.05e-222% | 1.16e-198% | 3.848e-178%
3512467.9692 | 2000 | 96.6 | 0% | 0% | 0% | 0% | 0% | 0% | 0% | 0% | 0% | 0% | 0% | 0% | 0% | 0% | 0% | 0% | 0% | 0% | 0% | 0% | 7.176e-282% | 3.774e-250% | 7.593e-223% | 3.292e-199% | 1.225e-178%
3523387.551 | 2000 | 96.7 | 0% | 0% | 0% | 0% | 0% | 0% | 0% | 0% | 0% | 0% | 0% | 0% | 0% | 0% | 0% | 0% | 0% | 0% | 0% | 0% | 1.291e-282% | 8.073e-251% | 1.887e-223% | 9.325e-200% | 3.892e-179%
3534329.7405 | 2000 | 96.8 | 0% | 0% | 0% | 0% | 0% | 0% | 0% | 0% | 0% | 0% | 0% | 0% | 0% | 0% | 0% | 0% | 0% | 0% | 0% | 0% | 2.317e-283% | 1.723e-251% | 4.681e-224% | 2.637e-200% | 1.235e-179%
3545294.5613 | 2000 | 96.9 | 0% | 0% | 0% | 0% | 0% | 0% | 0% | 0% | 0% | 0% | 0% | 0% | 0% | 0% | 0% | 0% | 0% | 0% | 0% | 0% | 4.149e-284% | 3.67e-252% | 1.159e-224% | 7.444e-201% | 3.911e-180%
3556282.0366 | 2000 | 97 | 0% | 0% | 0% | 0% | 0% | 0% | 0% | 0% | 0% | 0% | 0% | 0% | 0% | 0% | 0% | 0% | 0% | 0% | 0% | 0% | 7.413e-285% | 7.8e-253% | 2.863e-225% | 2.098e-201% | 1.237e-180%
3567292.1899 | 2000 | 97.1 | 0% | 0% | 0% | 0% | 0% | 0% | 0% | 0% | 0% | 0% | 0% | 0% | 0% | 0% | 0% | 0% | 0% | 0% | 0% | 0% | 1.321e-285% | 1.655e-253% | 7.063e-226% | 5.902e-202% | 3.906e-181%
3578325.0446 | 2000 | 97.2 | 0% | 0% | 0% | 0% | 0% | 0% | 0% | 0% | 0% | 0% | 0% | 0% | 0% | 0% | 0% | 0% | 0% | 0% | 0% | 0% | 2.35e-286% | 3.502e-254% | 1.739e-226% | 1.658e-202% | 1.231e-181%
3589380.6239 | 2000 | 97.3 | 0% | 0% | 0% | 0% | 0% | 0% | 0% | 0% | 0% | 0% | 0% | 0% | 0% | 0% | 0% | 0% | 0% | 0% | 0% | 0% | 4.171e-287% | 7.399e-255% | 4.272e-227% | 4.647e-203% | 3.875e-182%
3600458.9514 | 2000 | 97.4 | 0% | 0% | 0% | 0% | 0% | 0% | 0% | 0% | 0% | 0% | 0% | 0% | 0% | 0% | 0% | 0% | 0% | 0% | 0% | 0% | 7.384e-288% | 1.56e-255% | 1.048e-227% | 1.301e-203% | 1.218e-182%
3611560.0503 | 2000 | 97.5 | 0% | 0% | 0% | 0% | 0% | 0% | 0% | 0% | 0% | 0% | 0% | 0% | 0% | 0% | 0% | 0% | 0% | 0% | 0% | 0% | 1.304e-288% | 3.281e-256% | 2.565e-228% | 3.634e-204% | 3.821e-183%
3622683.9441 | 2000 | 97.6 | 0% | 0% | 0% | 0% | 0% | 0% | 0% | 0% | 0% | 0% | 0% | 0% | 0% | 0% | 0% | 0% | 0% | 0% | 0% | 0% | 2.299e-289% | 6.888e-257% | 6.266e-229% | 1.013e-204% | 1.197e-183%
3633830.6561 | 2000 | 97.7 | 0% | 0% | 0% | 0% | 0% | 0% | 0% | 0% | 0% | 0% | 0% | 0% | 0% | 0% | 0% | 0% | 0% | 0% | 0% | 0% | 4.043e-290% | 1.443e-257% | 1.528e-229% | 2.821e-205% | 3.743e-184%
3645000.2097 | 2000 | 97.8 | 0% | 0% | 0% | 0% | 0% | 0% | 0% | 0% | 0% | 0% | 0% | 0% | 0% | 0% | 0% | 0% | 0% | 0% | 0% | 0% | 7.094e-291% | 3.017e-258% | 3.719e-230% | 7.842e-206% | 1.169e-184%
3656192.6284 | 2000 | 97.9 | 0% | 0% | 0% | 0% | 0% | 0% | 0% | 0% | 0% | 0% | 0% | 0% | 0% | 0% | 0% | 0% | 0% | 0% | 0% | 0% | 1.242e-291% | 6.295e-259% | 9.036e-231% | 2.176e-206% | 3.643e-185%
3667407.9354 | 2000 | 98 | 0% | 0% | 0% | 0% | 0% | 0% | 0% | 0% | 0% | 0% | 0% | 0% | 0% | 0% | 0% | 0% | 0% | 0% | 0% | 0% | 2.169e-292% | 1.311e-259% | 2.191e-231% | 6.026e-207% | 1.134e-185%
3678646.1541 | 2000 | 98.1 | 0% | 0% | 0% | 0% | 0% | 0% | 0% | 0% | 0% | 0% | 0% | 0% | 0% | 0% | 0% | 0% | 0% | 0% | 0% | 0% | 3.78e-293% | 2.723e-260% | 5.303e-232% | 1.666e-207% | 3.523e-186%
3689907.308 | 2000 | 98.2 | 0% | 0% | 0% | 0% | 0% | 0% | 0% | 0% | 0% | 0% | 0% | 0% | 0% | 0% | 0% | 0% | 0% | 0% | 0% | 0% | 6.573e-294% | 5.647e-261% | 1.281e-232% | 4.599e-208% | 1.093e-186%
3701191.4204 | 2000 | 98.3 | 0% | 0% | 0% | 0% | 0% | 0% | 0% | 0% | 0% | 0% | 0% | 0% | 0% | 0% | 0% | 0% | 0% | 0% | 0% | 0% | 1.14e-294% | 1.168e-261% | 3.089e-233% | 1.267e-208% | 3.386e-187%
3712498.5147 | 2000 | 98.4 | 0% | 0% | 0% | 0% | 0% | 0% | 0% | 0% | 0% | 0% | 0% | 0% | 0% | 0% | 0% | 0% | 0% | 0% | 0% | 0% | 1.974e-295% | 2.413e-262% | 7.433e-234% | 3.485e-209% | 1.047e-187%
3723828.6143 | 2000 | 98.5 | 0% | 0% | 0% | 0% | 0% | 0% | 0% | 0% | 0% | 0% | 0% | 0% | 0% | 0% | 0% | 0% | 0% | 0% | 0% | 0% | 3.408e-296% | 4.972e-263% | 1.785e-234% | 9.569e-210% | 3.233e-188%
3735181.7425 | 2000 | 98.6 | 0% | 0% | 0% | 0% | 0% | 0% | 0% | 0% | 0% | 0% | 0% | 0% | 0% | 0% | 0% | 0% | 0% | 0% | 0% | 0% | 5.872e-297% | 1.022e-263% | 4.281e-235% | 2.623e-210% | 9.966e-189%
3746557.9227 | 2000 | 98.7 | 0% | 0% | 0% | 0% | 0% | 0% | 0% | 0% | 0% | 0% | 0% | 0% | 0% | 0% | 0% | 0% | 0% | 0% | 0% | 0% | 1.01e-297% | 2.098e-264% | 1.024e-235% | 7.177e-211% | 3.067e-189%
3757957.1784 | 2000 | 98.8 | 0% | 0% | 0% | 0% | 0% | 0% | 0% | 0% | 0% | 0% | 0% | 0% | 0% | 0% | 0% | 0% | 0% | 0% | 0% | 0% | 1.732e-298% | 4.297e-265% | 2.446e-236% | 1.96e-211% | 9.425e-190%
3769379.5328 | 2000 | 98.9 | 0% | 0% | 0% | 0% | 0% | 0% | 0% | 0% | 0% | 0% | 0% | 0% | 0% | 0% | 0% | 0% | 0% | 0% | 0% | 0% | 2.963e-299% | 8.782e-266% | 5.832e-237% | 5.345e-212% | 2.891e-190%
3780825.0094 | 2000 | 99 | 0% | 0% | 0% | 0% | 0% | 0% | 0% | 0% | 0% | 0% | 0% | 0% | 0% | 0% | 0% | 0% | 0% | 0% | 0% | 0% | 5.06e-300% | 1.791e-266% | 1.388e-237% | 1.455e-212% | 8.856e-191%
3792293.6316 | 2000 | 99.1 | 0% | 0% | 0% | 0% | 0% | 0% | 0% | 0% | 0% | 0% | 0% | 0% | 0% | 0% | 0% | 0% | 0% | 0% | 0% | 0% | 8.62e-301% | 3.645e-267% | 3.296e-238% | 3.953e-213% | 2.708e-191%
3803785.4227 | 2000 | 99.2 | 0% | 0% | 0% | 0% | 0% | 0% | 0% | 0% | 0% | 0% | 0% | 0% | 0% | 0% | 0% | 0% | 0% | 0% | 0% | 0% | 1.465e-301% | 7.404e-268% | 7.812e-239% | 1.072e-213% | 8.269e-192%
3815300.4061 | 2000 | 99.3 | 0% | 0% | 0% | 0% | 0% | 0% | 0% | 0% | 0% | 0% | 0% | 0% | 0% | 0% | 0% | 0% | 0% | 0% | 0% | 0% | 2.485e-302% | 1.501e-268% | 1.848e-239% | 2.904e-214% | 2.521e-192%
3826838.6051 | 2000 | 99.4 | 0% | 0% | 0% | 0% | 0% | 0% | 0% | 0% | 0% | 0% | 0% | 0% | 0% | 0% | 0% | 0% | 0% | 0% | 0% | 0% | 4.204e-303% | 3.036e-269% | 4.365e-240% | 7.85e-215% | 7.671e-193%
3838400.0433 | 2000 | 99.5 | 0% | 0% | 0% | 0% | 0% | 0% | 0% | 0% | 0% | 0% | 0% | 0% | 0% | 0% | 0% | 0% | 0% | 0% | 0% | 0% | 7.098e-304% | 6.128e-270% | 1.029e-240% | 2.118e-215% | 2.331e-193%
3849984.7438 | 2000 | 99.6 | 0% | 0% | 0% | 0% | 0% | 0% | 0% | 0% | 0% | 0% | 0% | 0% | 0% | 0% | 0% | 0% | 0% | 0% | 0% | 0% | 1.196e-304% | 1.234e-270% | 2.42e-241% | 5.706e-216% | 7.071e-194%
3861592.7302 | 2000 | 99.7 | 0% | 0% | 0% | 0% | 0% | 0% | 0% | 0% | 0% | 0% | 0% | 0% | 0% | 0% | 0% | 0% | 0% | 0% | 0% | 0% | 2.009e-305% | 2.481e-271% | 5.684e-242% | 1.534e-216% | 2.142e-194%
3873224.0258 | 2000 | 99.8 | 0% | 0% | 0% | 0% | 0% | 0% | 0% | 0% | 0% | 0% | 0% | 0% | 0% | 0% | 0% | 0% | 0% | 0% | 0% | 0% | 3.369e-306% | 4.978e-272% | 1.332e-242% | 4.119e-217% | 6.477e-195%
3884878.654 | 2000 | 99.9 | 0% | 0% | 0% | 0% | 0% | 0% | 0% | 0% | 0% | 0% | 0% | 0% | 0% | 0% | 0% | 0% | 0% | 0% | 0% | 0% | 0% | 9.965e-273% | 3.116e-243% | 1.104e-217% | 1.956e-195%
3896556.6382 | 2000 | 100 | 0% | 0% | 0% | 0% | 0% | 0% | 0% | 0% | 0% | 0% | 0% | 0% | 0% | 0% | 0% | 0% | 0% | 0% | 0% | 0% | 0% | 1.991e-273% | 7.276e-244% | 2.953e-218% | 5.895e-196%
|  |  | 100% | 100% | 100% | 100% | 100% | 100% | 100% | 100% | 100% | 100% | 100% | 100% | 100% | 100% | 100% | 100% | 100% | 100% | 100% | 100% | 100% | 100% | 100% | 100% | 100%

## TrueFalse (hidden)
TRUE
FALSE